## User Parameters
| Country | ηboiler | Cconversion, fossil | Cconversion, elec | CO2conversion,heat,fossil | CO2conversion,conventional, elec | Cost Solar Thermal System(FP) | Cost Solar Thermal System(ET) | Installation CostsSolarSystem | Cost Storage | Cost Chillerthermal | Cost Chillerref | Cost Heat Rejection | Installation CostsChiller;th | Installation CostsChiller;ref | Cfuel | Celectricity | Cwater | Cplanning,ref | Coperating,ref | Cmaintance,ref | Cplanning,SC+ | Coperating,SC+ | Cmaintance,SC+ | i | n | a
|  | [-] | [kWhheat, fossil/kWhPE] | [kWhelec, fossil/kWhPE] | [kgCO2l/kWhheat,useful] | [kgCO2l/kWhheat,useful] | [€/m²] | [€/m²] | [€/m²] | [€/m³] | [€] | [€] | [€] | [€] | [€] | [€/kWh] | [€/kWh] | [€/m³] | [€] | [€] | [€] | [€] | [€] | [€] | [%] | [a] | [-]
4 |  | 0.9 | 0.9 | 0.6 | 0.25 | 0.6 | 350 | 550 | 1 | 1000 | 1 | 2 | 1 | 1 | 2 | 1 | 1 | 1 | 1 | 1 | 1 | 1 | 1 | 1 | 8 | 20 | 8
1 | Italy | 0.9 | 0.9 | 0.6 | 0.25 | 0.6 | 350 | 550 | 1 | 1000 | 1 | 2 | 1 | 1 | 2 | 1 | 1 | 1 | 1 | 1 | 1 | 1 | 1 | 1 | 8 | 20 | 8
2 | Germany | 0.9 | 0.9 | 0.6 | 0.25 | 0.6 | 350 | 550 | 1 | 1000 | 1 | 2 | 1 | 1 | 2 | 1 | 1 | 1 | 1 | 1 | 1 | 1 | 1 | 1 | 8 | 20 | 8
3 | France | 0.9 | 0.9 | 0.6 | 0.25 | 0.6 | 350 | 550 | 1 | 1000 | 1 | 2 | 1 | 1 | 2 | 1 | 1 | 1 | 1 | 1 | 1 | 1 | 1 | 1 | 8 | 20 | 8
4 | Austria | 0.9 | 0.9 | 0.6 | 0.25 | 0.6 | 350 | 550 | 1 | 1000 | 1 | 2 | 1 | 1 | 2 | 1 | 1 | 1 | 1 | 1 | 1 | 1 | 1 | 1 | 8 | 20 | 8
5 | Spain | 0.9 | 0.9 | 0.6 | 0.25 | 0.6 | 350 | 550 | 1 | 1000 | 1 | 2 | 1 | 1 | 2 | 1 | 1 | 1 | 1 | 1 | 1 | 1 | 1 | 1 | 8 | 20 | 8
6 | Greece | 0.9 | 0.9 | 0.6 | 0.25 | 0.6 | 350 | 550 | 1 | 1000 | 1 | 2 | 1 | 1 | 2 | 1 | 1 | 1 | 1 | 1 | 1 | 1 | 1 | 1 | 8 | 20 | 8
7 | Portugal | 0.9 | 0.9 | 0.6 | 0.25 | 0.6 | 350 | 550 | 1 | 1000 | 1 | 2 | 1 | 1 | 2 | 1 | 1 | 1 | 1 | 1 | 1 | 1 | 1 | 1 | 8 | 20 | 8
8 | Sweden | 0.9 | 0.9 | 0.6 | 0.25 | 0.6 | 350 | 550 | 1 | 1000 | 1 | 2 | 1 | 1 | 2 | 1 | 1 | 1 | 1 | 1 | 1 | 1 | 1 | 1 | 8 | 20 | 8
9 | General | 0.9 | 0.9 | 0.6 | 0.25 | 0.6 | 350 | 550 | 1 | 1000 | 1 | 2 | 1 | 1 | 2 | 1 | 1 | 1 | 1 | 1 | 1 | 1 | 1 | 1 | 8 | 20 | 8
10 | User | 0.9 | 0.9 | 0.6 | 0.25 | 0.6 | 350 | 550 | 1 | 1000 | 1 | 2 | 1 | 1 | 2 | 1 | 1 | 1 | 1 | 1 | 1 | 1 | 1 | 1 | 8 | 20 | 8
row containing the integral data in single excel files (8673 in case of hourly data, 8762 in case of UNIBG, 15 in case of monthly data)
15
1 | EURAC | 8763
2 | ISE | 15
3 | AEE | 15
4 | UNIBG | 8762
5 | CRES | 8763
MACRO

## Enviromental & Economic Results
Code | Code | ΔPEfossil | ΔPEelectricity | PEsave | PEref | Relative PEsave | PERSC+ | PERref | COPPE,SC+ | COPPE, ref | CO2save | Isolar system | Ichiller, thermal | Ichiller,compression | Coperating,SC+ | Coperating,ref | Cannual, ref | Cannual, SC+ | CPE
|  | [kWhPE] | [kWhPE] | [kWhPE] | [kWhPE] | [%] | [-] | [-] | [-] | [-] | [kgCO2] | [€] | [€] | [€] | [€/a] | [€/a] | [€/a] | [€/a] | [€/kWh/a]
1 | E-EAW-NAP-CC-FP-WC-R100 | 16033.3018 | 2390.2458 | 18423.5475 | 30229.4592 | 0.60946 | 2.6246 | 1.0352 | 7.349 | 6.3139 | 68116.95 | 28499 | 3 | 4 | 9901.1739 | 25735.0869 | 25776.0869 | 237926.1739 | 11.5152
2 | E-EAW-NAP-CC-FP-WC-R100 | 13347.3812 | 2394.3958 | 15741.777 | 30247.2762 | 0.52044 | 2.1371 | 1.035 | 5.1106 | 6.3132 | 57380.1846 | 26800 | 3 | 4 | 12331.9867 | 25751.0631 | 25792.0631 | 226764.9867 | 12.7669
3 | E-EAW-NAP-CC-FP-WC-R100 | 9730.0305 | 2383.9915 | 12114.022 | 30190.6945 | 0.40125 | 1.7121 | 1.0353 | 3.8334 | 6.3095 | 42893.4413 | 25150 | 3 | 4 | 15542.5498 | 25699.7824 | 25740.7824 | 216775.5498 | 15.7697
4 | E-EAW-NAP-CC-FP-WC-R100 | 13876.7034 | 2405.1631 | 16281.8665 | 30205.2501 | 0.53904 | 2.224 | 1.0354 | 5.9988 | 6.3123 | 59515.4188 | 24250 | 3 | 4 | 11811.0245 | 25712.9068 | 25753.9068 | 205844.0245 | 11.0608
5 | E-EAW-NAP-CC-FP-WC-R100 | 11595.5091 | 2404.1637 | 13999.6728 | 30201.2987 | 0.46355 | 1.911 | 1.0353 | 4.6061 | 6.3108 | 50388.976 | 22800 | 3 | 4 | 13860.9837 | 25709.1944 | 25750.1944 | 196293.9837 | 12.182
6 | E-EAW-NAP-CC-FP-WC-R100 | 7945.1854 | 2401.4408 | 10346.6262 | 30149.6911 | 0.34318 | 1.5612 | 1.0357 | 3.5284 | 6.3092 | 35783.143 | 21400 | 3 | 4 | 17101.3006 | 25662.6061 | 25703.6061 | 188334.3006 | 15.7182
7 | E-EAW-NAP-CC-FP-WC-R100 | 11186.3246 | 2403.0989 | 13589.4235 | 30153.3165 | 0.45068 | 1.8667 | 1.0356 | 4.7481 | 6.3083 | 48750.4631 | 20000 | 3 | 4 | 14186.3285 | 25665.575 | 25706.575 | 174219.3285 | 10.9286
8 | E-EAW-NAP-CC-FP-WC-R100 | 9203.082 | 2404.4682 | 11607.5502 | 30162.0727 | 0.38484 | 1.6668 | 1.0355 | 3.9246 | 6.3079 | 40819.775 | 18800 | 3 | 4 | 15978.2819 | 25673.4519 | 25714.4519 | 166411.2819 | 12.1211
9 | E-EAW-NAP-CC-FP-WC-R100 | 5857.7429 | 2404.0517 | 8261.7946 | 30112.4013 | 0.27437 | 1.4135 | 1.0359 | 3.2101 | 6.3073 | 27437.7245 | 17650 | 3 | 4 | 18944.584 | 25628.7215 | 25669.7215 | 160177.584 | 16.2807
10 | E-EAW-NAP-CC-FP-WC-R10 | 7721.1346 | 2372.746 | 10093.8806 | 30091.1928 | 0.33544 | 1.5435 | 1.036 | 3.6957 | 6.3039 | 34839.1152 | 15750 | 3 | 4 | 17266.5619 | 25608.8434 | 25649.8434 | 143299.5619 | 11.6555
11 | E-EAW-NAP-CC-FP-WC-R10 | 6132.7341 | 2381.3105 | 8514.0445 | 30104.0985 | 0.28282 | 1.4301 | 1.0359 | 3.2915 | 6.3038 | 28499.787 | 14800 | 3 | 4 | 18702.6976 | 25620.587 | 25661.587 | 137135.6976 | 13.093
12 | E-EAW-NAP-CC-FP-WC-R10 | 3284.5121 | 2387.7744 | 5672.2866 | 30046.8686 | 0.18878 | 1.2648 | 1.0363 | 2.8814 | 6.3045 | 17117.6725 | 13900 | 3 | 4 | 21210.805 | 25569.2063 | 25610.2063 | 132443.8051 | 18.8343
13 | E-EAW-NAP-CC-FP-WC-R10 | 3167.3246 | 2314.8917 | 5482.2163 | 30028.9447 | 0.18256 | 1.2552 | 1.0363 | 2.8308 | 6.2988 | 16527.4513 | 11500 | 3 | 4 | 21342.9178 | 25551.9563 | 25592.9563 | 113375.9178 | 16.0123
14 | E-EAW-NAP-CC-FP-WC-R10 | 2164.243 | 2325.3901 | 4489.6332 | 30028.205 | 0.14951 | 1.2064 | 1.0363 | 2.6767 | 6.2989 | 12532.6223 | 10800 | 3 | 4 | 22238.7835 | 25551.3657 | 25592.3657 | 108671.7835 | 18.5047
15 | E-EAW-NAP-CC-FP-WC-R10 | -146.6959 | 2335.4748 | 2188.7789 | 29953.4365 | 0.073073 | 1.1075 | 1.0369 | 2.4963 | 6.2992 | 3305.6742 | 10150 | 3 | 4 | 24245.3808 | 25484.2031 | 25525.2031 | 105478.3809 | 36.5287
16 | E-EAW-NAP-CC-FP-WC-R600 | 12235.1886 | 2790.335 | 15025.5237 | 23212.1798 | 0.64731 | 3.1915 | 1.1383 | 6.6937 | 6.3193 | 53591.3129 | 28499 | 3 | 4 | 6617.979 | 19270.3064 | 19311.3064 | 234642.979 | 14.3311
17 | E-EAW-NAP-CC-FP-WC-R600 | 9545.4472 | 2790.7846 | 12336.2318 | 23194.563 | 0.53186 | 2.4049 | 1.1385 | 4.7014 | 6.319 | 42833.0964 | 26800 | 3 | 4 | 9022.5432 | 19254.3812 | 19295.3812 | 223455.5432 | 16.5496
18 | E-EAW-NAP-CC-FP-WC-R600 | 6077.2871 | 2774.0365 | 8851.3236 | 23146.1305 | 0.38241 | 1.8237 | 1.139 | 3.613 | 6.3154 | 28932.5425 | 25150 | 3 | 4 | 12109.9248 | 19210.3778 | 19251.3778 | 213342.9248 | 21.928
19 | E-EAW-NAP-CC-FP-WC-R600 | 10329.6189 | 2797.9471 | 13127.5659 | 23149.3826 | 0.56708 | 2.6019 | 1.1391 | 5.4458 | 6.3174 | 45981.7206 | 24250 | 3 | 4 | 8271.4879 | 19213.3277 | 19254.3277 | 202304.4879 | 13.944
20 | E-EAW-NAP-CC-FP-WC-R600 | 8065.2338 | 2792.8847 | 10858.1185 | 23141.0166 | 0.46922 | 2.1222 | 1.1392 | 4.2659 | 6.3161 | 36915.7432 | 22800 | 3 | 4 | 10304.7752 | 19205.6425 | 19246.6425 | 192737.7752 | 15.978
21 | E-EAW-NAP-CC-FP-WC-R600 | 4662.8354 | 2790.3372 | 7453.1725 | 23100.1871 | 0.32265 | 1.6638 | 1.1397 | 3.347 | 6.3154 | 23301.9034 | 21400 | 3 | 4 | 13331.5549 | 19168.7456 | 19209.7456 | 184564.5549 | 22.1858
22 | E-EAW-NAP-CC-FP-WC-R600 | 7892.2506 | 2788.2354 | 10680.486 | 23081.2389 | 0.46273 | 2.0981 | 1.14 | 4.412 | 6.3148 | 36216.0614 | 20000 | 3 | 4 | 10409.0783 | 19151.3973 | 19192.3973 | 170442.0783 | 14.1613
23 | E-EAW-NAP-CC-FP-WC-R600 | 5922.9663 | 2792.837 | 8715.8033 | 23088.2834 | 0.3775 | 1.8107 | 1.1399 | 3.7058 | 6.3145 | 28346.5937 | 18800 | 3 | 4 | 12184.9669 | 19157.7067 | 19198.7067 | 162617.9669 | 16.4551
24 | E-EAW-NAP-CC-FP-WC-R600 | 2952.3664 | 2790.5708 | 5742.9372 | 23035.659 | 0.24931 | 1.5023 | 1.1406 | 3.0716 | 6.3131 | 16460.417 | 17650 | 3 | 4 | 14812.4383 | 19110.3127 | 19151.3127 | 156045.4383 | 23.837
25 | E-EAW-NAP-CC-FP-WC-R60 | 4915.3919 | 2757.1929 | 7672.5849 | 23018.8647 | 0.33332 | 1.6919 | 1.1408 | 3.5291 | 6.3106 | 24256.8893 | 15750 | 3 | 4 | 13049.9444 | 19094.3789 | 19135.3789 | 139082.9444 | 15.6333
26 | E-EAW-NAP-CC-FP-WC-R60 | 3284.4614 | 2763.4199 | 6047.8813 | 23021.6538 | 0.2627 | 1.5297 | 1.1407 | 3.1458 | 6.3099 | 17743.5454 | 14800 | 3 | 4 | 14516.5867 | 19096.9546 | 19137.9546 | 132949.5867 | 18.8184
27 | E-EAW-NAP-CC-FP-WC-R60 | 737.3308 | 2770.4716 | 3507.8024 | 22953.4225 | 0.15282 | 1.3325 | 1.1417 | 2.7618 | 6.3109 | 7566.776 | 13900 | 3 | 4 | 16743.4928 | 19035.7081 | 19076.7081 | 127976.493 | 31.045
28 | E-EAW-NAP-CC-FP-WC-R60 | 1002.125 | 2693.0599 | 3695.1849 | 22937.1536 | 0.1611 | 1.3456 | 1.1417 | 2.746 | 6.3042 | 8496.933 | 11500 | 3 | 4 | 16535.9432 | 19019.8597 | 19060.8597 | 108568.9432 | 24.2229
29 | E-EAW-NAP-CC-FP-WC-R60 | -159.4375 | 2702.2176 | 2542.78 | 22924.6884 | 0.11092 | 1.2699 | 1.1419 | 2.5886 | 6.3049 | 3865.9459 | 10800 | 3 | 4 | 17564.6691 | 19008.6911 | 19049.6911 | 103997.6691 | 33.4075
30 | E-EAW-NAP-CC-FP-WC-R60 | -2264.8116 | 2715.3566 | 450.5451 | 22840.676 | 0.019726 | 1.153 | 1.1432 | 2.4048 | 6.3059 | -4533.6519 | 10150 | 3 | 4 | 19376.1581 | 18933.255 | 18974.255 | 100609.1581 | 181.1914
31 | E-EAW-NAP-FC-FP-WC-OFF0 | 599.3945 | 1795.8744 | 2395.2689 | 5687.1143 | 0.42117 | 3.3337 | 1.9943 | 8.9909 | 6.5173 | 5390.702 | 19150 | 3 | 4 | 2207.1123 | 3790.4397 | 3831.4397 | 155440.1123 | 63.2951
32 | E-EAW-NAP-FC-FP-WC-OFF0 | 110.3349 | 1789.8691 | 1900.204 | 5687.5019 | 0.3341 | 2.8973 | 1.994 | 7.7322 | 6.516 | 3424.4546 | 18000 | 3 | 4 | 2651.1086 | 3790.6723 | 3831.6723 | 146684.1086 | 75.1774
33 | E-EAW-NAP-FC-FP-WC-OFF0 | -1119.3024 | 1776.0669 | 656.7645 | 5688.244 | 0.11546 | 2.1806 | 1.9935 | 5.8047 | 6.514 | -1517.0981 | 16900 | 3 | 4 | 3766.5405 | 3791.1175 | 3832.1175 | 138999.5405 | 205.808
34 | E-EAW-NAP-FC-FP-WC-OFF0 | -43.1185 | 1734.0312 | 1690.9127 | 5690.9583 | 0.29712 | 2.7426 | 1.9923 | 7.2924 | 6.5091 | 2717.578 | 16150 | 3 | 4 | 2825.0928 | 3792.7461 | 3833.7461 | 132058.0928 | 75.8314
35 | E-EAW-NAP-FC-FP-WC-OFF0 | -673.0229 | 1731.8812 | 1058.8583 | 5691.0001 | 0.18606 | 2.3686 | 1.9925 | 6.2593 | 6.5099 | 194.377 | 15200 | 3 | 4 | 3393.31 | 3792.7712 | 3833.7712 | 125026.31 | 114.4559
36 | E-EAW-NAP-FC-FP-WC-OFF0 | -1973.334 | 1729.7653 | -243.5688 | 5691.2125 | -0.042797 | 1.8482 | 1.9918 | 4.9073 | 6.5074 | -5010.394 | 14250 | 3 | 4 | 4564.9575 | 3792.8986 | 3833.8986 | 118597.9576 | -471.1773
37 | E-EAW-NAP-FC-FP-WC-OFF0 | -1201.558 | 1638.955 | 437.397 | 5696.6124 | 0.076782 | 2.0855 | 1.9898 | 5.471 | 6.4988 | -2074.6405 | 13375 | 3 | 4 | 3928.5705 | 3796.1386 | 3837.1386 | 110961.5705 | 244.9135
38 | E-EAW-NAP-FC-FP-WC-OFF0 | -1833.776 | 1648.7256 | -185.0504 | 5696.0725 | -0.032487 | 1.8647 | 1.9897 | 4.9026 | 6.4986 | -4587.228 | 12625 | 3 | 4 | 4491.2965 | 3795.8146 | 3836.8146 | 105524.2965 | -549.5124
39 | E-EAW-NAP-FC-FP-WC-OFF0 | -3036.2109 | 1652.5784 | -1383.6325 | 5695.768 | -0.24292 | 1.5489 | 1.9896 | 4.1189 | 6.4985 | -9390.5462 | 11825 | 3 | 4 | 5570.9456 | 3795.632 | 3836.632 | 100203.9457 | -69.6481
40 | E-EAW-NAP-FC-FP-WC-OFF | -3273.1343 | 1502.4269 | -1770.7074 | 5703.5208 | -0.31046 | 1.4669 | 1.9866 | 3.8335 | 6.4858 | -10588.4923 | 10425 | 3 | 4 | 5879.609 | 3800.2836 | 3841.2836 | 89312.609 | -48.2696
41 | E-EAW-NAP-FC-FP-WC-OFF | -3780.8224 | 1510.6133 | -2270.209 | 5703.1547 | -0.39806 | 1.3751 | 1.9867 | 3.6076 | 6.4861 | -12605.6006 | 9825 | 3 | 4 | 6331.3458 | 3800.064 | 3841.064 | 84964.3458 | -35.7338
42 | E-EAW-NAP-FC-FP-WC-OFF | -4720.463 | 1520.5795 | -3199.8835 | 5702.688 | -0.56112 | 1.2315 | 1.9868 | 3.2856 | 6.4867 | -16347.553 | 9175 | 3 | 4 | 7170.6922 | 3799.7839 | 3840.7839 | 80603.6922 | -23.9893
43 | E-EAW-NAP-FC-FP-WC-OFF | -6237.8886 | 1375.8338 | -4862.0548 | 5708.8758 | -0.85167 | 1.0368 | 1.9839 | 2.7168 | 6.4749 | -22658.498 | 7650 | 3 | 4 | 8627.4269 | 3803.4966 | 3844.4966 | 69860.4269 | -13.5778
44 | E-EAW-NAP-FC-FP-WC-OFF | -6580.341 | 1377.0128 | -5203.3282 | 5708.9531 | -0.91143 | 1.0044 | 1.9839 | 2.6466 | 6.4748 | -24026.3428 | 7200 | 3 | 4 | 8934.9729 | 3803.543 | 3844.543 | 66567.973 | -12.0545
45 | E-EAW-NAP-FC-FP-WC-OFF | -7229.9352 | 1381.4007 | -5848.5346 | 5708.6786 | -1.0245 | 0.94826 | 1.9838 | 2.5381 | 6.4747 | -26617.4065 | 6750 | 3 | 4 | 9516.7767 | 3803.3783 | 3844.3783 | 63549.7767 | -10.2086
46 | E-EAW-NAP-FC-FP-WC-R100 | 7939.302 | 946.7927 | 8886.0947 | 17728.5416 | 0.50123 | 2.145 | 1.0881 | 4.0722 | 6.604 | 33335.1958 | 19150 | 3 | 4 | 7249.0532 | 14938.7139 | 14979.7139 | 160482.0532 | 16.3742
47 | E-EAW-NAP-FC-FP-WC-R100 | 6287.0107 | 934.0396 | 7221.0502 | 17730.9669 | 0.40726 | 1.8055 | 1.0885 | 3.3521 | 6.6093 | 26704.7753 | 18000 | 3 | 4 | 8745.7899 | 14940.7008 | 14981.7008 | 152778.7899 | 19.0827
48 | E-EAW-NAP-FC-FP-WC-R100 | 3679.6088 | 913.6499 | 4593.2587 | 17719.8829 | 0.25921 | 1.4448 | 1.0885 | 2.6787 | 6.6066 | 16241.1849 | 16900 | 3 | 4 | 11094.4317 | 14930.4302 | 14971.4302 | 146327.4317 | 28.5976
49 | E-EAW-NAP-FC-FP-WC-R100 | 6248.4049 | 904.1004 | 7152.5053 | 17720.1571 | 0.40364 | 1.7932 | 1.0876 | 3.4132 | 6.5917 | 26500.4535 | 16150 | 3 | 4 | 8788.3959 | 14930.5174 | 14971.5174 | 138021.3959 | 17.2037
50 | E-EAW-NAP-FC-FP-WC-R100 | 4692.7123 | 893.6352 | 5586.3474 | 17720.7092 | 0.31524 | 1.563 | 1.0886 | 2.9195 | 6.6057 | 20260.241 | 15200 | 3 | 4 | 10195.2012 | 14930.8734 | 14971.8734 | 131828.2012 | 20.9182
51 | E-EAW-NAP-FC-FP-WC-R100 | 2236.1996 | 885.0504 | 3121.25 | 17699.7456 | 0.17634 | 1.2996 | 1.0887 | 2.4492 | 6.6026 | 10419.8825 | 14250 | 3 | 4 | 12392.2323 | 14911.9094 | 14952.9094 | 126425.2324 | 35.714
52 | E-EAW-NAP-FC-FP-WC-R100 | 4278.9962 | 839.8851 | 5118.8813 | 17707.6935 | 0.28908 | 1.505 | 1.0882 | 2.8597 | 6.5935 | 18515.7933 | 13375 | 3 | 4 | 10587.5758 | 14918.4697 | 14959.4697 | 117620.5758 | 20.0554
53 | E-EAW-NAP-FC-FP-WC-R100 | 3058.9931 | 842.1724 | 3901.1655 | 17706.5308 | 0.22032 | 1.3725 | 1.0884 | 2.5773 | 6.5965 | 13639.5932 | 12625 | 3 | 4 | 11683.1217 | 14917.4114 | 14958.4114 | 112716.1217 | 25.0586
54 | E-EAW-NAP-FC-FP-WC-R100 | 830.7693 | 839.8467 | 1670.616 | 17681.9677 | 0.094481 | 1.1823 | 1.0889 | 2.2687 | 6.5989 | 4722.8218 | 11825 | 3 | 4 | 13667.8452 | 14895.3658 | 14936.3658 | 108300.8453 | 55.8863
55 | E-EAW-NAP-FC-FP-WC-R10 | 1844.2821 | 751.0922 | 2595.3743 | 17677.4107 | 0.14682 | 1.2547 | 1.0888 | 2.3811 | 6.5911 | 8628.9487 | 10425 | 3 | 4 | 12804.1427 | 14890.2299 | 14931.2299 | 96237.1427 | 31.3272
56 | E-EAW-NAP-FC-FP-WC-R10 | 878.6441 | 758.5718 | 1637.2159 | 17678.238 | 0.092612 | 1.1797 | 1.0888 | 2.2351 | 6.5906 | 4778.8627 | 9825 | 3 | 4 | 13669.4888 | 14891.0367 | 14932.0367 | 92302.4888 | 47.2573
57 | E-EAW-NAP-FC-FP-WC-R10 | -1226.8123 | 763.1952 | -463.6171 | 17654.6117 | -0.02626 | 1.0433 | 1.089 | 2.0449 | 6.5891 | -3635.2573 | 9175 | 3 | 4 | 15540.4 | 14869.8587 | 14910.8587 | 88973.4001 | -159.7494
58 | E-EAW-NAP-FC-FP-WC-R10 | -1231.135 | 655.6154 | -575.5196 | 17647.6639 | -0.032612 | 1.0368 | 1.0889 | 1.9639 | 6.5818 | -3831.8475 | 7650 | 3 | 4 | 15601.926 | 14862.6357 | 14903.6357 | 76834.926 | -107.6094
59 | E-EAW-NAP-FC-FP-WC-R10 | -1967.1054 | 660.7019 | -1306.4035 | 17647.9995 | -0.074026 | 0.99679 | 1.0889 | 1.8891 | 6.5813 | -6767.2518 | 7200 | 3 | 4 | 16261.5234 | 14862.9188 | 14903.9188 | 73894.5235 | -45.155
60 | E-EAW-NAP-FC-FP-WC-R10 | -3612.5677 | 657.4331 | -2955.1346 | 17620.4853 | -0.16771 | 0.91719 | 1.0894 | 1.795 | 6.5818 | -13354.549 | 6750 | 3 | 4 | 17719.6188 | 14838.1719 | 14879.1719 | 71752.6188 | -19.2456
61 | E-EAW-NAP-FC-FP-WC-R600 | 5471.1937 | 1104.5309 | 6575.7247 | 13884.3949 | 0.47361 | 2.2215 | 1.1916 | 3.856 | 6.5562 | 23725.6598 | 19150 | 3 | 4 | 5851.0346 | 11412.2928 | 11453.2928 | 159084.0346 | 22.4509
62 | E-EAW-NAP-FC-FP-WC-R600 | 3919.1576 | 1091.6099 | 5010.7675 | 13861.9167 | 0.36148 | 1.8322 | 1.1921 | 3.1747 | 6.5547 | 17495.9802 | 18000 | 3 | 4 | 7235.1514 | 11391.8009 | 11432.8009 | 151268.1514 | 27.907
63 | E-EAW-NAP-FC-FP-WC-R600 | 1467.2927 | 1065.7691 | 2533.0618 | 13844.3192 | 0.18297 | 1.4323 | 1.1925 | 2.5567 | 6.5517 | 7645.4526 | 16900 | 3 | 4 | 9441.2824 | 11375.7295 | 11416.7295 | 144674.2824 | 52.6073
64 | E-EAW-NAP-FC-FP-WC-R600 | 4007.5824 | 1061.6941 | 5069.2764 | 13856.2515 | 0.36585 | 1.8448 | 1.1921 | 3.2489 | 6.5507 | 17799.8195 | 16150 | 3 | 4 | 7168.0876 | 11386.2362 | 11427.2362 | 136401.0876 | 24.6532
65 | E-EAW-NAP-FC-FP-WC-R600 | 2589.5603 | 1054.1499 | 3643.7103 | 13843.3755 | 0.26321 | 1.5882 | 1.1925 | 2.8026 | 6.5498 | 12115.1579 | 15200 | 3 | 4 | 8437.1325 | 11374.5432 | 11415.5432 | 130070.1325 | 32.5642
66 | E-EAW-NAP-FC-FP-WC-R600 | 248.3038 | 1036.6485 | 1284.9522 | 13829.75 | 0.092912 | 1.2904 | 1.1928 | 2.3539 | 6.5484 | 2720.9625 | 14250 | 3 | 4 | 10542.3137 | 11362.0976 | 11403.0976 | 124575.3138 | 88.075
67 | E-EAW-NAP-FC-FP-WC-R600 | 2300.9534 | 998.9693 | 3299.9227 | 13825.5507 | 0.23868 | 1.5373 | 1.1927 | 2.7578 | 6.5436 | 10868.7624 | 13375 | 3 | 4 | 8713.4298 | 11357.7792 | 11398.7792 | 115746.4298 | 31.6212
68 | E-EAW-NAP-FC-FP-WC-R600 | 1058.467 | 998.6298 | 2057.0968 | 13816.7517 | 0.14888 | 1.3754 | 1.1929 | 2.4853 | 6.5433 | 5898.251 | 12625 | 3 | 4 | 9823.8653 | 11349.8082 | 11390.8082 | 110856.8653 | 48.3526
69 | E-EAW-NAP-FC-FP-WC-R600 | -946.5522 | 995.4868 | 48.9346 | 13800.9211 | 0.0035457 | 1.1751 | 1.1933 | 2.1808 | 6.5426 | -2127.0643 | 11825 | 3 | 4 | 11615.9968 | 11335.5715 | 11376.5715 | 106248.9969 | 1938.7611
70 | E-EAW-NAP-FC-FP-WC-R60 | 111.6368 | 907.2404 | 1018.8772 | 13795.0315 | 0.073858 | 1.264 | 1.193 | 2.3043 | 6.5335 | 1958.6147 | 10425 | 3 | 4 | 10710.5938 | 11329.2488 | 11370.2488 | 94143.5938 | 81.2398
71 | E-EAW-NAP-FC-FP-WC-R60 | -846.4924 | 913.7449 | 67.2525 | 13792.7407 | 0.0048759 | 1.1766 | 1.1932 | 2.1652 | 6.5352 | -1863.0615 | 9825 | 3 | 4 | 11566.9642 | 11327.2368 | 11368.2368 | 90199.9642 | 1172.1759
72 | E-EAW-NAP-FC-FP-WC-R60 | -2649.4086 | 916.7246 | -1732.684 | 13761.7443 | -0.12591 | 1.0406 | 1.1941 | 1.9787 | 6.535 | -9069.7599 | 9175 | 3 | 4 | 13159.8702 | 11299.355 | 11340.355 | 86592.8703 | -43.4312
73 | E-EAW-NAP-FC-FP-WC-R60 | -2593.8649 | 811.0301 | -1782.8347 | 13757.9826 | -0.12959 | 1.037 | 1.1938 | 1.9124 | 6.527 | -9023.7426 | 7650 | 3 | 4 | 13169.2873 | 11295.0245 | 11336.0245 | 74402.2873 | -35.3741
74 | E-EAW-NAP-FC-FP-WC-R60 | -3309.7919 | 816.1929 | -2493.5991 | 13751.1619 | -0.18134 | 0.9917 | 1.194 | 1.8473 | 6.5262 | -11878.8464 | 7200 | 3 | 4 | 13804.351 | 11288.8715 | 11329.8715 | 71437.3512 | -24.1047
75 | E-EAW-NAP-FC-FP-WC-R60 | -4755.5218 | 814.5076 | -3941.0141 | 13707.8809 | -0.2875 | 0.91072 | 1.1951 | 1.7522 | 6.5246 | -17664.5744 | 6750 | 3 | 4 | 15067.4875 | 11249.8797 | 11290.8797 | 69100.4876 | -14.6687
76 | E-EAW-STR-FC-FP-WC-OFF0 | 4149.4544 | 686.6169 | 4836.0713 | 14457.5488 | 0.3345 | 1.5579 | 1.0596 | 7.4676 | 6.6042 | 17742.1792 | 19150 | 3 | 4 | 8113.7391 | 12242.6848 | 12283.6848 | 161346.7391 | 30.8232
77 | E-EAW-STR-FC-FP-WC-OFF0 | 3681.78 | 689.8423 | 4371.6223 | 14457.6346 | 0.30237 | 1.4862 | 1.0597 | 6.6169 | 6.6052 | 15876.8571 | 18000 | 3 | 4 | 8532.7682 | 12242.7363 | 12283.7363 | 152565.7682 | 32.0892
78 | E-EAW-STR-FC-FP-WC-OFF0 | 2515.0385 | 691.8658 | 3206.9043 | 14457.4424 | 0.22182 | 1.3321 | 1.0594 | 5.3088 | 6.6019 | 11213.2637 | 16900 | 3 | 4 | 9581.4653 | 12242.621 | 12283.621 | 144814.4653 | 41.3267
79 | E-EAW-STR-FC-FP-WC-OFF0 | 2893.7057 | 649.9887 | 3543.6944 | 14460.9231 | 0.24505 | 1.3726 | 1.059 | 5.6124 | 6.5889 | 12658.1372 | 16150 | 3 | 4 | 9268.1013 | 12244.7094 | 12285.7094 | 138501.1013 | 35.6169
80 | E-EAW-STR-FC-FP-WC-OFF0 | 2426.3835 | 652.1432 | 3078.5267 | 14460.7624 | 0.21289 | 1.3165 | 1.059 | 5.1318 | 6.5887 | 10792.4394 | 15200 | 3 | 4 | 9687.2889 | 12244.613 | 12285.613 | 131320.2889 | 38.6661
81 | E-EAW-STR-FC-FP-WC-OFF0 | 1253.3713 | 655.9883 | 1909.3597 | 14460.577 | 0.13204 | 1.1941 | 1.0592 | 4.2938 | 6.5929 | 6106.7992 | 14250 | 3 | 4 | 10740.5585 | 12244.5017 | 12285.5017 | 124773.5586 | 58.914
82 | E-EAW-STR-FC-FP-WC-OFF0 | 1429.9563 | 605.2797 | 2035.2359 | 14464.3011 | 0.14071 | 1.2056 | 1.0587 | 4.2433 | 6.5779 | 6728.6245 | 13375 | 3 | 4 | 10614.5191 | 12246.7362 | 12287.7362 | 117647.5191 | 51.7678
83 | E-EAW-STR-FC-FP-WC-OFF0 | 956.6651 | 609.0739 | 1565.7391 | 14464.0112 | 0.10825 | 1.1616 | 1.0586 | 3.9693 | 6.5771 | 4841.7837 | 12625 | 3 | 4 | 11037.997 | 12246.5622 | 12287.5622 | 112070.997 | 63.7293
84 | E-EAW-STR-FC-FP-WC-OFF0 | -72.2541 | 612.4283 | 540.1742 | 14463.7364 | 0.037347 | 1.0762 | 1.0588 | 3.5253 | 6.5799 | 731.6975 | 11825 | 3 | 4 | 11961.8204 | 12246.3974 | 12287.3974 | 106594.8205 | 174.587
85 | E-EAW-STR-FC-FP-WC-OFF | -595.4988 | 549.1068 | -46.3919 | 14467.6513 | -0.0032066 | 1.0321 | 1.0582 | 3.1269 | 6.5632 | -1466.817 | 10425 | 3 | 4 | 12473.3165 | 12248.7463 | 12289.7463 | 95906.3165 | -1802.3944
86 | E-EAW-STR-FC-FP-WC-OFF | -1014.9745 | 551.9517 | -463.0228 | 14467.5791 | -0.032004 | 1.0033 | 1.0581 | 2.9997 | 6.5629 | -3139.9786 | 9825 | 3 | 4 | 12849.0732 | 12248.703 | 12289.703 | 91482.0732 | -171.0334
87 | E-EAW-STR-FC-FP-WC-OFF | -1956.1065 | 552.0881 | -1404.0185 | 14467.6207 | -0.097046 | 0.94386 | 1.0582 | 2.7876 | 6.5642 | -6904.2794 | 9175 | 3 | 4 | 13696.031 | 12248.7279 | 12289.7279 | 87129.031 | -53.3036
88 | E-EAW-STR-FC-FP-WC-OFF | -2992.1889 | 487.2197 | -2504.9692 | 14470.4681 | -0.17311 | 0.88239 | 1.0579 | 2.3728 | 6.554 | -11156.7229 | 7650 | 3 | 4 | 14669.3236 | 12250.4364 | 12291.4364 | 75902.3236 | -25.3939
89 | E-EAW-STR-FC-FP-WC-OFF | -3319.3778 | 489.1053 | -2830.2725 | 14470.5789 | -0.19559 | 0.86574 | 1.0578 | 2.3169 | 6.5527 | -12462.3356 | 7200 | 3 | 4 | 14962.7204 | 12250.5029 | 12291.5029 | 72595.7205 | -21.3069
90 | E-EAW-STR-FC-FP-WC-OFF | -3973.1295 | 486.6065 | -3486.523 | 14470.5101 | -0.24094 | 0.83419 | 1.0579 | 2.226 | 6.5547 | -15081.507 | 6750 | 3 | 4 | 15552.5481 | 12250.4616 | 12291.4616 | 69585.5482 | -16.433
91 | E-EAW-TOU-CC-FP-WC-R100 | 22783.1902 | 453.8161 | 23237.0064 | 52972.543 | 0.43866 | 1.5171 | 0.8578 | 8.9934 | 6.2101 | 91889.1212 | 28499 | 3 | 4 | 26266.2126 | 47031.6691 | 47072.6691 | 254291.2126 | 8.9176
92 | E-EAW-TOU-CC-FP-WC-R100 | 21399.0532 | 472.678 | 21871.7312 | 53016.428 | 0.41255 | 1.4497 | 0.85778 | 7.424 | 6.2127 | 86384.0095 | 26800 | 3 | 4 | 27540.2255 | 47071.28 | 47112.28 | 241973.2255 | 8.9093
93 | E-EAW-TOU-CC-FP-WC-R100 | 18385.0304 | 473.9766 | 18859.007 | 52908.9478 | 0.35644 | 1.3234 | 0.85791 | 5.4579 | 6.2141 | 74330.0826 | 25150 | 3 | 4 | 30155.219 | 46974.4271 | 47015.4271 | 231388.219 | 9.7764
94 | E-EAW-TOU-CC-FP-WC-R100 | 20298.1483 | 484.2983 | 20782.4465 | 52939.5138 | 0.39257 | 1.4021 | 0.85785 | 7.2306 | 6.2103 | 81999.7569 | 24250 | 3 | 4 | 28454.5539 | 47001.7351 | 47042.7351 | 222487.5539 | 8.442
95 | E-EAW-TOU-CC-FP-WC-R100 | 19132.3016 | 501.2979 | 19633.5995 | 52934.8367 | 0.3709 | 1.3538 | 0.85783 | 6.3052 | 6.2084 | 77364.703 | 22800 | 3 | 4 | 29489.4114 | 46997.536 | 47038.536 | 211922.4114 | 8.398
96 | E-EAW-TOU-CC-FP-WC-R100 | 16203.353 | 504.4282 | 16707.7812 | 52876.5553 | 0.31598 | 1.2452 | 0.85792 | 4.7278 | 6.2115 | 65654.1257 | 21400 | 3 | 4 | 32071.1599 | 46945.1132 | 46986.1132 | 203304.1599 | 9.356
97 | E-EAW-TOU-CC-FP-WC-R100 | 17557.3199 | 504.2132 | 18061.5331 | 52894.4553 | 0.34146 | 1.2933 | 0.8579 | 5.6274 | 6.2085 | 71069.6349 | 20000 | 3 | 4 | 30868.5524 | 46960.8999 | 47001.8999 | 190901.5524 | 7.9672
98 | E-EAW-TOU-CC-FP-WC-R100 | 16561.3911 | 517.157 | 17078.5481 | 52883.6518 | 0.32295 | 1.2579 | 0.85789 | 5.0664 | 6.2074 | 67107.4927 | 18800 | 3 | 4 | 31747.4286 | 46951.2162 | 46992.2162 | 182180.4286 | 7.9157
99 | E-EAW-TOU-CC-FP-WC-R100 | 13768.2749 | 522.3001 | 14290.575 | 52822.0507 | 0.27054 | 1.1676 | 0.85796 | 4.0705 | 6.2086 | 55943.5999 | 17650 | 3 | 4 | 34202.7652 | 46895.8449 | 46936.8449 | 175435.7652 | 8.9919
100 | E-EAW-TOU-CC-FP-WC-R10 | 14433.764 | 510.3087 | 14944.0727 | 52833.9305 | 0.28285 | 1.1877 | 0.85793 | 4.2814 | 6.2046 | 58585.5705 | 15750 | 3 | 4 | 33621.3638 | 46906.1293 | 46947.1293 | 159654.3638 | 7.5419
101 | E-EAW-TOU-CC-FP-WC-R10 | 13482.4539 | 517.8718 | 14000.3257 | 52817.7812 | 0.26507 | 1.1589 | 0.8579 | 3.8829 | 6.2003 | 54792.9352 | 14800 | 3 | 4 | 34458.4324 | 46891.5745 | 46932.5745 | 152891.4324 | 7.5683
102 | E-EAW-TOU-CC-FP-WC-R10 | 10791.3282 | 526.694 | 11318.0222 | 52751.4077 | 0.21455 | 1.0845 | 0.85799 | 3.2957 | 6.2033 | 44043.136 | 13900 | 3 | 4 | 36815.4605 | 46831.8856 | 46872.8856 | 148048.4607 | 8.9393
103 | E-EAW-TOU-CC-FP-WC-R10 | 10475.0088 | 490.9689 | 10965.9777 | 52737.7071 | 0.20793 | 1.0754 | 0.85796 | 3.1331 | 6.1969 | 42718.3166 | 11500 | 3 | 4 | 37108.8711 | 46819.1218 | 46860.1218 | 129141.8711 | 7.5034
104 | E-EAW-TOU-CC-FP-WC-R10 | 9595.1709 | 498.1612 | 10093.3322 | 52737.2929 | 0.19139 | 1.0533 | 0.85795 | 2.9153 | 6.1956 | 39210.9525 | 10800 | 3 | 4 | 37896.0499 | 46818.7667 | 46859.7667 | 124329.0499 | 7.6753
105 | E-EAW-TOU-CC-FP-WC-R10 | 7263.9056 | 507.9969 | 7771.9025 | 52666.8129 | 0.14757 | 0.99925 | 0.85802 | 2.6207 | 6.1964 | 29902.2838 | 10150 | 3 | 4 | 39924.873 | 46755.3564 | 46796.3564 | 121157.8731 | 9.568
106 | E-EAW-TOU-CC-FP-WC-R600 | 16549.5282 | 487.1465 | 17036.6747 | 27404.2544 | 0.62168 | 2.3311 | 0.8922 | 12.228 | 6.2022 | 67010.0236 | 28499 | 3 | 4 | 8922.8255 | 24099.5151 | 24140.5151 | 236947.8255 | 12.4911
107 | E-EAW-TOU-CC-FP-WC-R600 | 15346.1497 | 494.6695 | 15840.8192 | 27420.5347 | 0.5777 | 2.0883 | 0.89218 | 9.3078 | 6.2033 | 62209.0479 | 26800 | 3 | 4 | 10015.9897 | 24114.1495 | 24155.1495 | 224448.9897 | 12.6442
108 | E-EAW-TOU-CC-FP-WC-R600 | 13122.4686 | 487.957 | 13610.4256 | 27347.7065 | 0.49768 | 1.756 | 0.89236 | 6.0983 | 6.2 | 53303.1361 | 25150 | 3 | 4 | 11955.6026 | 24048.4219 | 24089.4219 | 213188.6026 | 13.8937
109 | E-EAW-TOU-CC-FP-WC-R600 | 14939.9568 | 505.9067 | 15445.8635 | 27367.3479 | 0.56439 | 2.0248 | 0.89232 | 9.8856 | 6.2004 | 60603.0052 | 24250 | 3 | 4 | 10326.7264 | 24066.0322 | 24107.0322 | 204359.7264 | 11.67
110 | E-EAW-TOU-CC-FP-WC-R600 | 13901.205 | 518.3633 | 14419.5682 | 27366.9487 | 0.5269 | 1.8644 | 0.89237 | 8.0065 | 6.2026 | 56468.7586 | 22800 | 3 | 4 | 11253.7775 | 24065.6796 | 24106.6796 | 193686.7775 | 11.7604
111 | E-EAW-TOU-CC-FP-WC-R600 | 11699.6164 | 513.4285 | 12213.0449 | 27312.9279 | 0.44715 | 1.5956 | 0.89243 | 5.2411 | 6.1974 | 47654.1798 | 21400 | 3 | 4 | 13189.4965 | 24017.0232 | 24058.0232 | 184422.4965 | 13.1306
112 | E-EAW-TOU-CC-FP-WC-R600 | 13112.5337 | 514.9114 | 13627.4451 | 27330.2038 | 0.49862 | 1.7593 | 0.89238 | 7.5583 | 6.1961 | 53308.3205 | 20000 | 3 | 4 | 11932.3813 | 24032.3945 | 24073.3945 | 171965.3813 | 10.8525
113 | E-EAW-TOU-CC-FP-WC-R600 | 12188.8877 | 522.8946 | 12711.7823 | 27321.8587 | 0.46526 | 1.6495 | 0.89239 | 6.235 | 6.1954 | 49627.0418 | 18800 | 3 | 4 | 12751.3584 | 24024.8845 | 24065.8845 | 163184.3584 | 10.9441
114 | E-EAW-TOU-CC-FP-WC-R600 | 10058.8236 | 522.3333 | 10581.1569 | 27269.6035 | 0.38802 | 1.4417 | 0.89263 | 4.3889 | 6.1989 | 41105.8501 | 17650 | 3 | 4 | 14621.7248 | 23977.8524 | 24018.8524 | 155854.7248 | 12.4595
115 | E-EAW-TOU-CC-FP-WC-R60 | 10879.7147 | 511.5009 | 11391.2156 | 27267.235 | 0.41776 | 1.5151 | 0.89248 | 5.4758 | 6.1889 | 44371.3603 | 15750 | 3 | 4 | 13887.0105 | 23975.4155 | 24016.4155 | 139920.0105 | 10.1748
116 | E-EAW-TOU-CC-FP-WC-R60 | 10020.1015 | 518.2835 | 10538.3849 | 27255.3281 | 0.38665 | 1.4384 | 0.89256 | 4.6392 | 6.1916 | 40944.2116 | 14800 | 3 | 4 | 14645.9127 | 23964.7412 | 24005.7412 | 133078.9127 | 10.3501
117 | E-EAW-TOU-CC-FP-WC-R60 | 8065.0592 | 520.8271 | 8585.8863 | 27209.1684 | 0.31555 | 1.2891 | 0.89272 | 3.5823 | 6.1926 | 33128.2819 | 13900 | 3 | 4 | 16362.4118 | 23923.2275 | 23964.2275 | 127595.4119 | 12.0699
118 | E-EAW-TOU-CC-FP-WC-R60 | 8128.6519 | 485.7692 | 8614.421 | 27193.8415 | 0.31678 | 1.2914 | 0.89266 | 3.7749 | 6.1839 | 33324.2228 | 11500 | 3 | 4 | 16312.0307 | 23909.0165 | 23950.0165 | 108345.0307 | 9.7969
119 | E-EAW-TOU-CC-FP-WC-R60 | 7359.9106 | 490.7025 | 7850.6131 | 27189.0669 | 0.28874 | 1.2405 | 0.89272 | 3.3555 | 6.1864 | 30257.48 | 10800 | 3 | 4 | 16996.6684 | 23904.7457 | 23945.7457 | 103429.6684 | 10.1245
120 | E-EAW-TOU-CC-FP-WC-R60 | 5642.988 | 495.1357 | 6138.1236 | 27131.0432 | 0.22624 | 1.1405 | 0.89289 | 2.8173 | 6.1858 | 23397.178 | 10150 | 3 | 4 | 18487.0272 | 23852.5414 | 23893.5414 | 99720.0273 | 12.3534
121 | E-EAW-TOU-FC-FP-WC-OFF0 | 3754.8987 | 1208.444 | 4963.3427 | 8231.1621 | 0.60299 | 3.335 | 1.367 | 8.0495 | 6.5197 | 17033.6683 | 19150 | 3 | 4 | 2382.2142 | 6463.611 | 6504.611 | 155615.2142 | 30.0424
122 | E-EAW-TOU-FC-FP-WC-OFF0 | 3377.6604 | 1203.3605 | 4581.021 | 8231.3046 | 0.55654 | 2.9856 | 1.367 | 7.3281 | 6.5193 | 15516.2427 | 18000 | 3 | 4 | 2724.8668 | 6463.6965 | 6504.6965 | 146757.8668 | 30.6161
123 | E-EAW-TOU-FC-FP-WC-OFF0 | 2195.2815 | 1187.2203 | 3382.5018 | 8231.6467 | 0.41091 | 2.247 | 1.3667 | 5.8554 | 6.5165 | 10759.8265 | 16900 | 3 | 4 | 3798.8874 | 6463.9018 | 6504.9018 | 139031.8874 | 39.1802
124 | E-EAW-TOU-FC-FP-WC-OFF0 | 2890.1038 | 1161.4487 | 4051.5525 | 8235.1049 | 0.49199 | 2.6048 | 1.3662 | 6.5333 | 6.5098 | 13496.1629 | 16150 | 3 | 4 | 3191.3281 | 6465.9767 | 6506.9767 | 132424.3281 | 31.0788
125 | E-EAW-TOU-FC-FP-WC-OFF0 | 2365.9552 | 1158.9303 | 3524.8856 | 8234.8152 | 0.42805 | 2.3134 | 1.3661 | 5.9035 | 6.5094 | 11395.3715 | 15200 | 3 | 4 | 3664.3754 | 6465.8028 | 6506.8028 | 125297.3754 | 33.7005
126 | E-EAW-TOU-FC-FP-WC-OFF0 | 1112.9241 | 1146.5312 | 2259.4554 | 8234.7581 | 0.27438 | 1.8232 | 1.3659 | 4.8407 | 6.5079 | 6362.582 | 14250 | 3 | 4 | 4799.477 | 6465.7686 | 6506.7686 | 118832.4771 | 49.7136
127 | E-EAW-TOU-FC-FP-WC-OFF0 | 1546.7424 | 1094.4385 | 2641.1809 | 8239.5417 | 0.32055 | 1.9457 | 1.3649 | 5.0072 | 6.4957 | 8011.0338 | 13375 | 3 | 4 | 4443.4818 | 6468.6388 | 6509.6388 | 111476.4818 | 39.7424
128 | E-EAW-TOU-FC-FP-WC-OFF0 | 1072.8426 | 1095.6953 | 2168.5379 | 8239.4022 | 0.26319 | 1.7942 | 1.3649 | 4.6272 | 6.4954 | 6117.5292 | 12625 | 3 | 4 | 4869.1221 | 6468.555 | 6509.555 | 105902.1221 | 45.8339
129 | E-EAW-TOU-FC-FP-WC-OFF0 | -118.7109 | 1089.8875 | 971.1766 | 8239.081 | 0.11787 | 1.4987 | 1.365 | 4.0085 | 6.4965 | 1341.6356 | 11825 | 3 | 4 | 5944.7733 | 6468.3623 | 6509.3623 | 100577.7734 | 96.8603
130 | E-EAW-TOU-FC-FP-WC-OFF | -383.1075 | 1015.4414 | 632.334 | 8244.7002 | 0.076696 | 1.4304 | 1.3635 | 3.6455 | 6.4802 | 159.9725 | 10425 | 3 | 4 | 6231.1089 | 6471.7339 | 6512.7339 | 89664.1089 | 131.4991
131 | E-EAW-TOU-FC-FP-WC-OFF | -816.1835 | 1014.0474 | 197.8638 | 8244.6511 | 0.023999 | 1.3533 | 1.3636 | 3.4636 | 6.4809 | -1574.6552 | 9825 | 3 | 4 | 6621.678 | 6471.7044 | 6512.7044 | 85254.678 | 397.9604
132 | E-EAW-TOU-FC-FP-WC-OFF | -1907.7367 | 1006.4671 | -901.2696 | 8244.6294 | -0.10932 | 1.1904 | 1.3634 | 3.1729 | 6.479 | -5953.5016 | 9175 | 3 | 4 | 7608.5838 | 6471.6914 | 6512.6914 | 81041.5839 | -82.6932
133 | E-EAW-TOU-FC-FP-WC-OFF | -2822.0836 | 926.0597 | -1896.0239 | 8248.957 | -0.22985 | 1.073 | 1.3624 | 2.6832 | 6.4676 | -9744.9016 | 7650 | 3 | 4 | 8482.623 | 6474.288 | 6515.288 | 69715.623 | -33.3331
134 | E-EAW-TOU-FC-FP-WC-OFF | -3233.6584 | 924.2701 | -2309.3883 | 8249.1294 | -0.27996 | 1.031 | 1.3624 | 2.6104 | 6.4672 | -11394.1834 | 7200 | 3 | 4 | 8854.2163 | 6474.3914 | 6515.3914 | 66487.2164 | -25.9687
135 | E-EAW-TOU-FC-FP-WC-OFF | -4131.876 | 914.5728 | -3217.3032 | 8248.9639 | -0.39003 | 0.94932 | 1.3624 | 2.489 | 6.4674 | -15003.2161 | 6750 | 3 | 4 | 9668.3118 | 6474.2921 | 6515.2921 | 63701.3118 | -17.7745
136 | E-EAW-TOU-FC-FP-WC-R100 | 14563.1012 | 12.4125 | 14575.5138 | 35092.7203 | 0.41534 | 1.4745 | 0.87082 | 5.1072 | 6.8598 | 58273.0924 | 19150 | 3 | 4 | 17992.2073 | 31096.048 | 31137.048 | 171225.2073 | 9.6112
137 | E-EAW-TOU-FC-FP-WC-R100 | 13494.8714 | 20.6222 | 13515.4936 | 35091.1549 | 0.38515 | 1.402 | 0.87076 | 4.36 | 6.8541 | 54013.856 | 18000 | 3 | 4 | 18947.2329 | 31094.5917 | 31135.5917 | 162980.2329 | 9.7551
138 | E-EAW-TOU-FC-FP-WC-R100 | 11136.1938 | 16.4258 | 11152.6196 | 35051.3271 | 0.31818 | 1.2643 | 0.87074 | 3.3191 | 6.8454 | 44572.1514 | 16900 | 3 | 4 | 21036.5282 | 31058.5682 | 31099.5682 | 156269.5282 | 11.2234
139 | E-EAW-TOU-FC-FP-WC-R100 | 12618.741 | -0.96789 | 12617.7731 | 35070.7657 | 0.35978 | 1.3461 | 0.87049 | 4.12 | 6.8266 | 50473.3506 | 16150 | 3 | 4 | 19730.0415 | 31075.8616 | 31116.8616 | 148963.0415 | 9.3397
140 | E-EAW-TOU-FC-FP-WC-R100 | 11662.3272 | 7.1584 | 11669.4856 | 35060.7927 | 0.33284 | 1.292 | 0.87069 | 3.5985 | 6.839 | 46661.2396 | 15200 | 3 | 4 | 20576.853 | 31066.773 | 31107.773 | 142209.853 | 9.5207
141 | E-EAW-TOU-FC-FP-WC-R100 | 9333.7711 | 4.8736 | 9338.6447 | 35020.9309 | 0.26666 | 1.1754 | 0.8707 | 2.8906 | 6.8349 | 37343.2072 | 14250 | 3 | 4 | 22638.0513 | 31030.9134 | 31071.9134 | 136671.0514 | 11.3078
142 | E-EAW-TOU-FC-FP-WC-R100 | 10576.5172 | -27.0925 | 10549.4247 | 35040.917 | 0.30106 | 1.2329 | 0.87047 | 3.2881 | 6.8148 | 42260.9146 | 13375 | 3 | 4 | 21556.4397 | 31048.4864 | 31089.4864 | 128589.4397 | 9.2422
143 | E-EAW-TOU-FC-FP-WC-R100 | 9798.1779 | -21.246 | 9776.932 | 35029.2584 | 0.27911 | 1.1956 | 0.87063 | 2.9992 | 6.8259 | 39157.3019 | 12625 | 3 | 4 | 22242.9584 | 31037.9948 | 31078.9948 | 123275.9584 | 9.4301
144 | E-EAW-TOU-FC-FP-WC-R100 | 7547.8751 | -19.8385 | 7528.0366 | 34985.5975 | 0.21518 | 1.0984 | 0.87076 | 2.5098 | 6.8289 | 30158.4363 | 11825 | 3 | 4 | 24228.0354 | 30998.6443 | 31039.6443 | 118861.0355 | 11.6659
145 | E-EAW-TOU-FC-FP-WC-R10 | 8116.1365 | -65.6835 | 8050.453 | 35000.6433 | 0.23001 | 1.1194 | 0.87066 | 2.5817 | 6.8183 | 32355.0735 | 10425 | 3 | 4 | 23757.3247 | 31011.7528 | 31052.7528 | 107190.3247 | 9.4576
146 | E-EAW-TOU-FC-FP-WC-R10 | 7405.7694 | -59.7491 | 7346.0203 | 34989.3656 | 0.20995 | 1.0909 | 0.87059 | 2.4006 | 6.8112 | 29523.4959 | 9825 | 3 | 4 | 24382.8997 | 31001.5569 | 31042.5569 | 103015.8997 | 9.7976
147 | E-EAW-TOU-FC-FP-WC-R10 | 5046.5506 | -54.6984 | 4991.8522 | 34943.353 | 0.14286 | 1.0056 | 0.87073 | 2.104 | 6.8149 | 20095.0383 | 9175 | 3 | 4 | 26461.7244 | 30960.1223 | 31001.1223 | 99894.7245 | 13.8012
148 | E-EAW-TOU-FC-FP-WC-R10 | 5222.7471 | -113.3717 | 5109.3754 | 34939.1307 | 0.14624 | 1.0096 | 0.87073 | 2.0365 | 6.8105 | 20702.0355 | 7650 | 3 | 4 | 26334.3174 | 30955.97 | 30996.97 | 87567.3174 | 11.0719
149 | E-EAW-TOU-FC-FP-WC-R10 | 4564.1747 | -107.8153 | 4456.3595 | 34938.43 | 0.12755 | 0.98797 | 0.87071 | 1.9379 | 6.8087 | 18077.0068 | 7200 | 3 | 4 | 26923.0444 | 30955.3155 | 30996.3155 | 84556.0445 | 12.0187
150 | E-EAW-TOU-FC-FP-WC-R10 | 2517.5951 | -108.4251 | 2409.1699 | 34897.1412 | 0.069036 | 0.92596 | 0.8708 | 1.7664 | 6.8098 | 9889.6718 | 6750 | 3 | 4 | 28728.1613 | 30918.1542 | 30959.1542 | 82761.1613 | 21.502
151 | E-EAW-TOU-FC-FP-WC-R600 | 11680.6448 | 208.6711 | 11889.3158 | 25293.6698 | 0.47005 | 1.6957 | 0.90998 | 4.6798 | 6.7173 | 47070.3641 | 19150 | 3 | 4 | 11578.1796 | 22203.6502 | 22244.6502 | 164811.1796 | 11.9911
152 | E-EAW-TOU-FC-FP-WC-R600 | 10702.9244 | 214.973 | 10917.8975 | 25277.754 | 0.43192 | 1.582 | 0.91008 | 4.0546 | 6.7181 | 43169.9861 | 18000 | 3 | 4 | 12439.9074 | 22189.2225 | 22230.2225 | 156472.9074 | 12.2957
153 | E-EAW-TOU-FC-FP-WC-R600 | 8498.9912 | 208.2038 | 8707.1949 | 25222.2775 | 0.34522 | 1.3727 | 0.91021 | 3.1024 | 6.7121 | 34342.971 | 16900 | 3 | 4 | 14377.411 | 22139.1186 | 22180.1186 | 149610.411 | 14.6351
154 | E-EAW-TOU-FC-FP-WC-R600 | 10028.6824 | 189.6831 | 10218.3655 | 25249.3299 | 0.4047 | 1.5095 | 0.91003 | 3.8486 | 6.7064 | 40430.8682 | 16150 | 3 | 4 | 13035.9806 | 22163.2113 | 22204.2113 | 142268.9806 | 11.7499
155 | E-EAW-TOU-FC-FP-WC-R600 | 9083.7315 | 194.9234 | 9278.6549 | 25231.8789 | 0.36774 | 1.4215 | 0.91016 | 3.3407 | 6.7084 | 36659.7982 | 15200 | 3 | 4 | 13867.5029 | 22147.4147 | 22188.4147 | 135500.5029 | 12.2121
156 | E-EAW-TOU-FC-FP-WC-R600 | 6928.044 | 194.3191 | 7122.3631 | 25192.1756 | 0.28272 | 1.2531 | 0.91024 | 2.6685 | 6.7043 | 28036.0411 | 14250 | 3 | 4 | 15772.1662 | 22111.6122 | 22152.6122 | 129805.1663 | 15.1147
157 | E-EAW-TOU-FC-FP-WC-R600 | 8182.8973 | 157.8857 | 8340.783 | 25201.7872 | 0.33096 | 1.3432 | 0.91009 | 3.099 | 6.695 | 32994.732 | 13375 | 3 | 4 | 14673.0119 | 22119.8392 | 22160.8392 | 121706.0119 | 11.9348
158 | E-EAW-TOU-FC-FP-WC-R600 | 7427.314 | 164.7852 | 7592.0993 | 25196.5478 | 0.30132 | 1.2862 | 0.91008 | 2.8273 | 6.6936 | 29983.8982 | 12625 | 3 | 4 | 15344.1428 | 22115.097 | 22156.097 | 116377.1428 | 12.4104
159 | E-EAW-TOU-FC-FP-WC-R600 | 5441.4619 | 168.2101 | 5609.672 | 25152.3586 | 0.22303 | 1.1567 | 0.91017 | 2.3555 | 6.6892 | 22046.1977 | 11825 | 3 | 4 | 17089.5035 | 22075.2613 | 22116.2613 | 111722.5036 | 15.9735
160 | E-EAW-TOU-FC-FP-WC-R60 | 5991.2788 | 116.9928 | 6108.2716 | 25157.8072 | 0.2428 | 1.1869 | 0.91018 | 2.4779 | 6.6856 | 24160.1033 | 10425 | 3 | 4 | 16629.945 | 22079.6539 | 22120.6539 | 100062.945 | 12.7601
161 | E-EAW-TOU-FC-FP-WC-R60 | 5278.1721 | 122.8051 | 5400.9771 | 25149.1492 | 0.21476 | 1.1445 | 0.91015 | 2.3006 | 6.6823 | 21317.3633 | 9825 | 3 | 4 | 17260.4011 | 22071.8165 | 22112.8165 | 95893.4011 | 13.6606
162 | E-EAW-TOU-FC-FP-WC-R60 | 3399.3081 | 127.1868 | 3526.4949 | 25092.5023 | 0.14054 | 1.0458 | 0.91029 | 2.0248 | 6.6782 | 13809.2102 | 9175 | 3 | 4 | 18897.7425 | 22020.8195 | 22061.8195 | 92330.7426 | 19.926
163 | E-EAW-TOU-FC-FP-WC-R60 | 3474.0258 | 65.5928 | 3539.6186 | 25106.9104 | 0.14098 | 1.0462 | 0.91018 | 1.9685 | 6.6714 | 14005.4244 | 7650 | 3 | 4 | 18880.0866 | 22033.3273 | 22074.3273 | 80113.0866 | 16.3969
164 | E-EAW-TOU-FC-FP-WC-R60 | 2826.67 | 72.28 | 2898.9501 | 25098.4343 | 0.1155 | 1.0161 | 0.91024 | 1.8537 | 6.6726 | 11427.1469 | 7200 | 3 | 4 | 19451.057 | 22025.686 | 22066.686 | 77084.0571 | 18.9784
165 | E-EAW-TOU-FC-FP-WC-R60 | 1209.3687 | 70.9249 | 1280.2936 | 25019.2373 | 0.051172 | 0.94753 | 0.91054 | 1.6984 | 6.6715 | 4955.6829 | 6750 | 3 | 4 | 20836.1316 | 21954.3947 | 21995.3947 | 74869.1317 | 41.2981
166 | ------ | 0 | 0 | 0 | 0 | #DIV/0! | #DIV/0! | #DIV/0! | #DIV/0! | #DIV/0! | 0 | 0 | 3 | 4 | 0 | 0 | 41 | 33 | #DIV/0!
167 | ------ | 0 | 0 | 0 | 0 | #DIV/0! | #DIV/0! | #DIV/0! | #DIV/0! | #DIV/0! | 0 | 0 | 3 | 4 | 0 | 0 | 41 | 33 | #DIV/0!
168 | ------ | 0 | 0 | 0 | 0 | #DIV/0! | #DIV/0! | #DIV/0! | #DIV/0! | #DIV/0! | 0 | 0 | 3 | 4 | 0 | 0 | 41 | 33 | #DIV/0!
169 | ------ | 0 | 0 | 0 | 0 | #DIV/0! | #DIV/0! | #DIV/0! | #DIV/0! | #DIV/0! | 0 | 0 | 3 | 4 | 0 | 0 | 41 | 33 | #DIV/0!
170 | ------ | 0 | 0 | 0 | 0 | #DIV/0! | #DIV/0! | #DIV/0! | #DIV/0! | #DIV/0! | 0 | 0 | 3 | 4 | 0 | 0 | 41 | 33 | #DIV/0!
171 | ------ | 0 | 0 | 0 | 0 | #DIV/0! | #DIV/0! | #DIV/0! | #DIV/0! | #DIV/0! | 0 | 0 | 3 | 4 | 0 | 0 | 41 | 33 | #DIV/0!
172 | ------ | 0 | 0 | 0 | 0 | #DIV/0! | #DIV/0! | #DIV/0! | #DIV/0! | #DIV/0! | 0 | 0 | 3 | 4 | 0 | 0 | 41 | 33 | #DIV/0!
173 | ------ | 0 | 0 | 0 | 0 | #DIV/0! | #DIV/0! | #DIV/0! | #DIV/0! | #DIV/0! | 0 | 0 | 3 | 4 | 0 | 0 | 41 | 33 | #DIV/0!
174 | ------ | 0 | 0 | 0 | 0 | #DIV/0! | #DIV/0! | #DIV/0! | #DIV/0! | #DIV/0! | 0 | 0 | 3 | 4 | 0 | 0 | 41 | 33 | #DIV/0!
175 | ------ | 0 | 0 | 0 | 0 | #DIV/0! | #DIV/0! | #DIV/0! | #DIV/0! | #DIV/0! | 0 | 0 | 3 | 4 | 0 | 0 | 41 | 33 | #DIV/0!
176 | ------ | 0 | 0 | 0 | 0 | #DIV/0! | #DIV/0! | #DIV/0! | #DIV/0! | #DIV/0! | 0 | 0 | 3 | 4 | 0 | 0 | 41 | 33 | #DIV/0!
177 | ------ | 0 | 0 | 0 | 0 | #DIV/0! | #DIV/0! | #DIV/0! | #DIV/0! | #DIV/0! | 0 | 0 | 3 | 4 | 0 | 0 | 41 | 33 | #DIV/0!
178 | ------ | 0 | 0 | 0 | 0 | #DIV/0! | #DIV/0! | #DIV/0! | #DIV/0! | #DIV/0! | 0 | 0 | 3 | 4 | 0 | 0 | 41 | 33 | #DIV/0!
179 | ------ | 0 | 0 | 0 | 0 | #DIV/0! | #DIV/0! | #DIV/0! | #DIV/0! | #DIV/0! | 0 | 0 | 3 | 4 | 0 | 0 | 41 | 33 | #DIV/0!
180 | ------ | 0 | 0 | 0 | 0 | #DIV/0! | #DIV/0! | #DIV/0! | #DIV/0! | #DIV/0! | 0 | 0 | 3 | 4 | 0 | 0 | 41 | 33 | #DIV/0!
181 | ------ | 0 | 0 | 0 | 0 | #DIV/0! | #DIV/0! | #DIV/0! | #DIV/0! | #DIV/0! | 0 | 0 | 3 | 4 | 0 | 0 | 41 | 33 | #DIV/0!
182 | ------ | 0 | 0 | 0 | 0 | #DIV/0! | #DIV/0! | #DIV/0! | #DIV/0! | #DIV/0! | 0 | 0 | 3 | 4 | 0 | 0 | 41 | 33 | #DIV/0!
183 | ------ | 0 | 0 | 0 | 0 | #DIV/0! | #DIV/0! | #DIV/0! | #DIV/0! | #DIV/0! | 0 | 0 | 3 | 4 | 0 | 0 | 41 | 33 | #DIV/0!
184 | ------ | 0 | 0 | 0 | 0 | #DIV/0! | #DIV/0! | #DIV/0! | #DIV/0! | #DIV/0! | 0 | 0 | 3 | 4 | 0 | 0 | 41 | 33 | #DIV/0!
185 | ------ | 0 | 0 | 0 | 0 | #DIV/0! | #DIV/0! | #DIV/0! | #DIV/0! | #DIV/0! | 0 | 0 | 3 | 4 | 0 | 0 | 41 | 33 | #DIV/0!
186 | ------ | 0 | 0 | 0 | 0 | #DIV/0! | #DIV/0! | #DIV/0! | #DIV/0! | #DIV/0! | 0 | 0 | 3 | 4 | 0 | 0 | 41 | 33 | #DIV/0!
187 | ------ | 0 | 0 | 0 | 0 | #DIV/0! | #DIV/0! | #DIV/0! | #DIV/0! | #DIV/0! | 0 | 0 | 3 | 4 | 0 | 0 | 41 | 33 | #DIV/0!
188 | ------ | 0 | 0 | 0 | 0 | #DIV/0! | #DIV/0! | #DIV/0! | #DIV/0! | #DIV/0! | 0 | 0 | 3 | 4 | 0 | 0 | 41 | 33 | #DIV/0!
189 | ------ | 0 | 0 | 0 | 0 | #DIV/0! | #DIV/0! | #DIV/0! | #DIV/0! | #DIV/0! | 0 | 0 | 3 | 4 | 0 | 0 | 41 | 33 | #DIV/0!
190 | ------ | 0 | 0 | 0 | 0 | #DIV/0! | #DIV/0! | #DIV/0! | #DIV/0! | #DIV/0! | 0 | 0 | 3 | 4 | 0 | 0 | 41 | 33 | #DIV/0!
191 | ------ | 0 | 0 | 0 | 0 | #DIV/0! | #DIV/0! | #DIV/0! | #DIV/0! | #DIV/0! | 0 | 0 | 3 | 4 | 0 | 0 | 41 | 33 | #DIV/0!
192 | ------ | 0 | 0 | 0 | 0 | #DIV/0! | #DIV/0! | #DIV/0! | #DIV/0! | #DIV/0! | 0 | 0 | 3 | 4 | 0 | 0 | 41 | 33 | #DIV/0!
193 | ------ | 0 | 0 | 0 | 0 | #DIV/0! | #DIV/0! | #DIV/0! | #DIV/0! | #DIV/0! | 0 | 0 | 3 | 4 | 0 | 0 | 41 | 33 | #DIV/0!
194 | ------ | 0 | 0 | 0 | 0 | #DIV/0! | #DIV/0! | #DIV/0! | #DIV/0! | #DIV/0! | 0 | 0 | 3 | 4 | 0 | 0 | 41 | 33 | #DIV/0!
195 | ------ | 0 | 0 | 0 | 0 | #DIV/0! | #DIV/0! | #DIV/0! | #DIV/0! | #DIV/0! | 0 | 0 | 3 | 4 | 0 | 0 | 41 | 33 | #DIV/0!
196 | ------ | 0 | 0 | 0 | 0 | #DIV/0! | #DIV/0! | #DIV/0! | #DIV/0! | #DIV/0! | 0 | 0 | 3 | 4 | 0 | 0 | 41 | 33 | #DIV/0!
197 | ------ | 0 | 0 | 0 | 0 | #DIV/0! | #DIV/0! | #DIV/0! | #DIV/0! | #DIV/0! | 0 | 0 | 3 | 4 | 0 | 0 | 41 | 33 | #DIV/0!
198 | ------ | 0 | 0 | 0 | 0 | #DIV/0! | #DIV/0! | #DIV/0! | #DIV/0! | #DIV/0! | 0 | 0 | 3 | 4 | 0 | 0 | 41 | 33 | #DIV/0!
199 | ------ | 0 | 0 | 0 | 0 | #DIV/0! | #DIV/0! | #DIV/0! | #DIV/0! | #DIV/0! | 0 | 0 | 3 | 4 | 0 | 0 | 41 | 33 | #DIV/0!
200 | ------ | 0 | 0 | 0 | 0 | #DIV/0! | #DIV/0! | #DIV/0! | #DIV/0! | #DIV/0! | 0 | 0 | 3 | 4 | 0 | 0 | 41 | 33 | #DIV/0!
201 | ------ | 0 | 0 | 0 | 0 | #DIV/0! | #DIV/0! | #DIV/0! | #DIV/0! | #DIV/0! | 0 | 0 | 3 | 4 | 0 | 0 | 41 | 33 | #DIV/0!
202 | ------ | 0 | 0 | 0 | 0 | #DIV/0! | #DIV/0! | #DIV/0! | #DIV/0! | #DIV/0! | 0 | 0 | 3 | 4 | 0 | 0 | 41 | 33 | #DIV/0!
203 | ------ | 0 | 0 | 0 | 0 | #DIV/0! | #DIV/0! | #DIV/0! | #DIV/0! | #DIV/0! | 0 | 0 | 3 | 4 | 0 | 0 | 41 | 33 | #DIV/0!
204 | ------ | 0 | 0 | 0 | 0 | #DIV/0! | #DIV/0! | #DIV/0! | #DIV/0! | #DIV/0! | 0 | 0 | 3 | 4 | 0 | 0 | 41 | 33 | #DIV/0!
205 | ------ | 0 | 0 | 0 | 0 | #DIV/0! | #DIV/0! | #DIV/0! | #DIV/0! | #DIV/0! | 0 | 0 | 3 | 4 | 0 | 0 | 41 | 33 | #DIV/0!
206 | ------ | 0 | 0 | 0 | 0 | #DIV/0! | #DIV/0! | #DIV/0! | #DIV/0! | #DIV/0! | 0 | 0 | 3 | 4 | 0 | 0 | 41 | 33 | #DIV/0!
207 | ------ | 0 | 0 | 0 | 0 | #DIV/0! | #DIV/0! | #DIV/0! | #DIV/0! | #DIV/0! | 0 | 0 | 3 | 4 | 0 | 0 | 41 | 33 | #DIV/0!
208 | ------ | 0 | 0 | 0 | 0 | #DIV/0! | #DIV/0! | #DIV/0! | #DIV/0! | #DIV/0! | 0 | 0 | 3 | 4 | 0 | 0 | 41 | 33 | #DIV/0!
209 | ------ | 0 | 0 | 0 | 0 | #DIV/0! | #DIV/0! | #DIV/0! | #DIV/0! | #DIV/0! | 0 | 0 | 3 | 4 | 0 | 0 | 41 | 33 | #DIV/0!
210 | ------ | 0 | 0 | 0 | 0 | #DIV/0! | #DIV/0! | #DIV/0! | #DIV/0! | #DIV/0! | 0 | 0 | 3 | 4 | 0 | 0 | 41 | 33 | #DIV/0!
211 | ------ | 0 | 0 | 0 | 0 | #DIV/0! | #DIV/0! | #DIV/0! | #DIV/0! | #DIV/0! | 0 | 0 | 3 | 4 | 0 | 0 | 41 | 33 | #DIV/0!
212 | ------ | 0 | 0 | 0 | 0 | #DIV/0! | #DIV/0! | #DIV/0! | #DIV/0! | #DIV/0! | 0 | 0 | 3 | 4 | 0 | 0 | 41 | 33 | #DIV/0!
213 | ------ | 0 | 0 | 0 | 0 | #DIV/0! | #DIV/0! | #DIV/0! | #DIV/0! | #DIV/0! | 0 | 0 | 3 | 4 | 0 | 0 | 41 | 33 | #DIV/0!
214 | ------ | 0 | 0 | 0 | 0 | #DIV/0! | #DIV/0! | #DIV/0! | #DIV/0! | #DIV/0! | 0 | 0 | 3 | 4 | 0 | 0 | 41 | 33 | #DIV/0!
215 | ------ | 0 | 0 | 0 | 0 | #DIV/0! | #DIV/0! | #DIV/0! | #DIV/0! | #DIV/0! | 0 | 0 | 3 | 4 | 0 | 0 | 41 | 33 | #DIV/0!
216 | ------ | 0 | 0 | 0 | 0 | #DIV/0! | #DIV/0! | #DIV/0! | #DIV/0! | #DIV/0! | 0 | 0 | 3 | 4 | 0 | 0 | 41 | 33 | #DIV/0!
217 | ------ | 0 | 0 | 0 | 0 | #DIV/0! | #DIV/0! | #DIV/0! | #DIV/0! | #DIV/0! | 0 | 0 | 3 | 4 | 0 | 0 | 41 | 33 | #DIV/0!
218 | ------ | 0 | 0 | 0 | 0 | #DIV/0! | #DIV/0! | #DIV/0! | #DIV/0! | #DIV/0! | 0 | 0 | 3 | 4 | 0 | 0 | 41 | 33 | #DIV/0!
219 | ------ | 0 | 0 | 0 | 0 | #DIV/0! | #DIV/0! | #DIV/0! | #DIV/0! | #DIV/0! | 0 | 0 | 3 | 4 | 0 | 0 | 41 | 33 | #DIV/0!
220 | ------ | 0 | 0 | 0 | 0 | #DIV/0! | #DIV/0! | #DIV/0! | #DIV/0! | #DIV/0! | 0 | 0 | 3 | 4 | 0 | 0 | 41 | 33 | #DIV/0!
221 | ------ | 0 | 0 | 0 | 0 | #DIV/0! | #DIV/0! | #DIV/0! | #DIV/0! | #DIV/0! | 0 | 0 | 3 | 4 | 0 | 0 | 41 | 33 | #DIV/0!
222 | ------ | 0 | 0 | 0 | 0 | #DIV/0! | #DIV/0! | #DIV/0! | #DIV/0! | #DIV/0! | 0 | 0 | 3 | 4 | 0 | 0 | 41 | 33 | #DIV/0!
223 | ------ | 0 | 0 | 0 | 0 | #DIV/0! | #DIV/0! | #DIV/0! | #DIV/0! | #DIV/0! | 0 | 0 | 3 | 4 | 0 | 0 | 41 | 33 | #DIV/0!
224 | ------ | 0 | 0 | 0 | 0 | #DIV/0! | #DIV/0! | #DIV/0! | #DIV/0! | #DIV/0! | 0 | 0 | 3 | 4 | 0 | 0 | 41 | 33 | #DIV/0!
225 | ------ | 0 | 0 | 0 | 0 | #DIV/0! | #DIV/0! | #DIV/0! | #DIV/0! | #DIV/0! | 0 | 0 | 3 | 4 | 0 | 0 | 41 | 33 | #DIV/0!
226 | ------ | 0 | 0 | 0 | 0 | #DIV/0! | #DIV/0! | #DIV/0! | #DIV/0! | #DIV/0! | 0 | 0 | 3 | 4 | 0 | 0 | 41 | 33 | #DIV/0!
227 | ------ | 0 | 0 | 0 | 0 | #DIV/0! | #DIV/0! | #DIV/0! | #DIV/0! | #DIV/0! | 0 | 0 | 3 | 4 | 0 | 0 | 41 | 33 | #DIV/0!
228 | ------ | 0 | 0 | 0 | 0 | #DIV/0! | #DIV/0! | #DIV/0! | #DIV/0! | #DIV/0! | 0 | 0 | 3 | 4 | 0 | 0 | 41 | 33 | #DIV/0!
229 | ------ | 0 | 0 | 0 | 0 | #DIV/0! | #DIV/0! | #DIV/0! | #DIV/0! | #DIV/0! | 0 | 0 | 3 | 4 | 0 | 0 | 41 | 33 | #DIV/0!
230 | ------ | 0 | 0 | 0 | 0 | #DIV/0! | #DIV/0! | #DIV/0! | #DIV/0! | #DIV/0! | 0 | 0 | 3 | 4 | 0 | 0 | 41 | 33 | #DIV/0!
231 | ------ | 0 | 0 | 0 | 0 | #DIV/0! | #DIV/0! | #DIV/0! | #DIV/0! | #DIV/0! | 0 | 0 | 3 | 4 | 0 | 0 | 41 | 33 | #DIV/0!
232 | ------ | 0 | 0 | 0 | 0 | #DIV/0! | #DIV/0! | #DIV/0! | #DIV/0! | #DIV/0! | 0 | 0 | 3 | 4 | 0 | 0 | 41 | 33 | #DIV/0!
233 | ------ | 0 | 0 | 0 | 0 | #DIV/0! | #DIV/0! | #DIV/0! | #DIV/0! | #DIV/0! | 0 | 0 | 3 | 4 | 0 | 0 | 41 | 33 | #DIV/0!
234 | ------ | 0 | 0 | 0 | 0 | #DIV/0! | #DIV/0! | #DIV/0! | #DIV/0! | #DIV/0! | 0 | 0 | 3 | 4 | 0 | 0 | 41 | 33 | #DIV/0!
235 | ------ | 0 | 0 | 0 | 0 | #DIV/0! | #DIV/0! | #DIV/0! | #DIV/0! | #DIV/0! | 0 | 0 | 3 | 4 | 0 | 0 | 41 | 33 | #DIV/0!
236 | ------ | 0 | 0 | 0 | 0 | #DIV/0! | #DIV/0! | #DIV/0! | #DIV/0! | #DIV/0! | 0 | 0 | 3 | 4 | 0 | 0 | 41 | 33 | #DIV/0!
237 | ------ | 0 | 0 | 0 | 0 | #DIV/0! | #DIV/0! | #DIV/0! | #DIV/0! | #DIV/0! | 0 | 0 | 3 | 4 | 0 | 0 | 41 | 33 | #DIV/0!
238 | ------ | 0 | 0 | 0 | 0 | #DIV/0! | #DIV/0! | #DIV/0! | #DIV/0! | #DIV/0! | 0 | 0 | 3 | 4 | 0 | 0 | 41 | 33 | #DIV/0!
239 | ------ | 0 | 0 | 0 | 0 | #DIV/0! | #DIV/0! | #DIV/0! | #DIV/0! | #DIV/0! | 0 | 0 | 3 | 4 | 0 | 0 | 41 | 33 | #DIV/0!
240 | ------ | 0 | 0 | 0 | 0 | #DIV/0! | #DIV/0! | #DIV/0! | #DIV/0! | #DIV/0! | 0 | 0 | 3 | 4 | 0 | 0 | 41 | 33 | #DIV/0!
241 | ------ | 0 | 0 | 0 | 0 | #DIV/0! | #DIV/0! | #DIV/0! | #DIV/0! | #DIV/0! | 0 | 0 | 3 | 4 | 0 | 0 | 41 | 33 | #DIV/0!
242 | ------ | 0 | 0 | 0 | 0 | #DIV/0! | #DIV/0! | #DIV/0! | #DIV/0! | #DIV/0! | 0 | 0 | 3 | 4 | 0 | 0 | 41 | 33 | #DIV/0!
243 | ------ | 0 | 0 | 0 | 0 | #DIV/0! | #DIV/0! | #DIV/0! | #DIV/0! | #DIV/0! | 0 | 0 | 3 | 4 | 0 | 0 | 41 | 33 | #DIV/0!
244 | ------ | 0 | 0 | 0 | 0 | #DIV/0! | #DIV/0! | #DIV/0! | #DIV/0! | #DIV/0! | 0 | 0 | 3 | 4 | 0 | 0 | 41 | 33 | #DIV/0!
245 | ------ | 0 | 0 | 0 | 0 | #DIV/0! | #DIV/0! | #DIV/0! | #DIV/0! | #DIV/0! | 0 | 0 | 3 | 4 | 0 | 0 | 41 | 33 | #DIV/0!
246 | ------ | 0 | 0 | 0 | 0 | #DIV/0! | #DIV/0! | #DIV/0! | #DIV/0! | #DIV/0! | 0 | 0 | 3 | 4 | 0 | 0 | 41 | 33 | #DIV/0!
247 | ------ | 0 | 0 | 0 | 0 | #DIV/0! | #DIV/0! | #DIV/0! | #DIV/0! | #DIV/0! | 0 | 0 | 3 | 4 | 0 | 0 | 41 | 33 | #DIV/0!
248 | ------ | 0 | 0 | 0 | 0 | #DIV/0! | #DIV/0! | #DIV/0! | #DIV/0! | #DIV/0! | 0 | 0 | 3 | 4 | 0 | 0 | 41 | 33 | #DIV/0!
249 | ------ | 0 | 0 | 0 | 0 | #DIV/0! | #DIV/0! | #DIV/0! | #DIV/0! | #DIV/0! | 0 | 0 | 3 | 4 | 0 | 0 | 41 | 33 | #DIV/0!
250 | ------ | 0 | 0 | 0 | 0 | #DIV/0! | #DIV/0! | #DIV/0! | #DIV/0! | #DIV/0! | 0 | 0 | 3 | 4 | 0 | 0 | 41 | 33 | #DIV/0!
251 | ------ | 0 | 0 | 0 | 0 | #DIV/0! | #DIV/0! | #DIV/0! | #DIV/0! | #DIV/0! | 0 | 0 | 3 | 4 | 0 | 0 | 41 | 33 | #DIV/0!
252 | ------ | 0 | 0 | 0 | 0 | #DIV/0! | #DIV/0! | #DIV/0! | #DIV/0! | #DIV/0! | 0 | 0 | 3 | 4 | 0 | 0 | 41 | 33 | #DIV/0!
253 | ------ | 0 | 0 | 0 | 0 | #DIV/0! | #DIV/0! | #DIV/0! | #DIV/0! | #DIV/0! | 0 | 0 | 3 | 4 | 0 | 0 | 41 | 33 | #DIV/0!
254 | ------ | 0 | 0 | 0 | 0 | #DIV/0! | #DIV/0! | #DIV/0! | #DIV/0! | #DIV/0! | 0 | 0 | 3 | 4 | 0 | 0 | 41 | 33 | #DIV/0!
255 | ------ | 0 | 0 | 0 | 0 | #DIV/0! | #DIV/0! | #DIV/0! | #DIV/0! | #DIV/0! | 0 | 0 | 3 | 4 | 0 | 0 | 41 | 33 | #DIV/0!
256 | ------ | 0 | 0 | 0 | 0 | #DIV/0! | #DIV/0! | #DIV/0! | #DIV/0! | #DIV/0! | 0 | 0 | 3 | 4 | 0 | 0 | 41 | 33 | #DIV/0!
257 | ------ | 0 | 0 | 0 | 0 | #DIV/0! | #DIV/0! | #DIV/0! | #DIV/0! | #DIV/0! | 0 | 0 | 3 | 4 | 0 | 0 | 41 | 33 | #DIV/0!
258 | ------ | 0 | 0 | 0 | 0 | #DIV/0! | #DIV/0! | #DIV/0! | #DIV/0! | #DIV/0! | 0 | 0 | 3 | 4 | 0 | 0 | 41 | 33 | #DIV/0!
259 | ------ | 0 | 0 | 0 | 0 | #DIV/0! | #DIV/0! | #DIV/0! | #DIV/0! | #DIV/0! | 0 | 0 | 3 | 4 | 0 | 0 | 41 | 33 | #DIV/0!
260 | ------ | 0 | 0 | 0 | 0 | #DIV/0! | #DIV/0! | #DIV/0! | #DIV/0! | #DIV/0! | 0 | 0 | 3 | 4 | 0 | 0 | 41 | 33 | #DIV/0!
261 | ------ | 0 | 0 | 0 | 0 | #DIV/0! | #DIV/0! | #DIV/0! | #DIV/0! | #DIV/0! | 0 | 0 | 3 | 4 | 0 | 0 | 41 | 33 | #DIV/0!
262 | ------ | 0 | 0 | 0 | 0 | #DIV/0! | #DIV/0! | #DIV/0! | #DIV/0! | #DIV/0! | 0 | 0 | 3 | 4 | 0 | 0 | 41 | 33 | #DIV/0!
263 | ------ | 0 | 0 | 0 | 0 | #DIV/0! | #DIV/0! | #DIV/0! | #DIV/0! | #DIV/0! | 0 | 0 | 3 | 4 | 0 | 0 | 41 | 33 | #DIV/0!
264 | ------ | 0 | 0 | 0 | 0 | #DIV/0! | #DIV/0! | #DIV/0! | #DIV/0! | #DIV/0! | 0 | 0 | 3 | 4 | 0 | 0 | 41 | 33 | #DIV/0!
265 | ------ | 0 | 0 | 0 | 0 | #DIV/0! | #DIV/0! | #DIV/0! | #DIV/0! | #DIV/0! | 0 | 0 | 3 | 4 | 0 | 0 | 41 | 33 | #DIV/0!
266 | ------ | 0 | 0 | 0 | 0 | #DIV/0! | #DIV/0! | #DIV/0! | #DIV/0! | #DIV/0! | 0 | 0 | 3 | 4 | 0 | 0 | 41 | 33 | #DIV/0!
267 | ------ | 0 | 0 | 0 | 0 | #DIV/0! | #DIV/0! | #DIV/0! | #DIV/0! | #DIV/0! | 0 | 0 | 3 | 4 | 0 | 0 | 41 | 33 | #DIV/0!
268 | ------ | 0 | 0 | 0 | 0 | #DIV/0! | #DIV/0! | #DIV/0! | #DIV/0! | #DIV/0! | 0 | 0 | 3 | 4 | 0 | 0 | 41 | 33 | #DIV/0!
269 | ------ | 0 | 0 | 0 | 0 | #DIV/0! | #DIV/0! | #DIV/0! | #DIV/0! | #DIV/0! | 0 | 0 | 3 | 4 | 0 | 0 | 41 | 33 | #DIV/0!
270 | ------ | 0 | 0 | 0 | 0 | #DIV/0! | #DIV/0! | #DIV/0! | #DIV/0! | #DIV/0! | 0 | 0 | 3 | 4 | 0 | 0 | 41 | 33 | #DIV/0!
271 | ------ | 0 | 0 | 0 | 0 | #DIV/0! | #DIV/0! | #DIV/0! | #DIV/0! | #DIV/0! | 0 | 0 | 3 | 4 | 0 | 0 | 41 | 33 | #DIV/0!
272 | ------ | 0 | 0 | 0 | 0 | #DIV/0! | #DIV/0! | #DIV/0! | #DIV/0! | #DIV/0! | 0 | 0 | 3 | 4 | 0 | 0 | 41 | 33 | #DIV/0!
273 | ------ | 0 | 0 | 0 | 0 | #DIV/0! | #DIV/0! | #DIV/0! | #DIV/0! | #DIV/0! | 0 | 0 | 3 | 4 | 0 | 0 | 41 | 33 | #DIV/0!
274 | ------ | 0 | 0 | 0 | 0 | #DIV/0! | #DIV/0! | #DIV/0! | #DIV/0! | #DIV/0! | 0 | 0 | 3 | 4 | 0 | 0 | 41 | 33 | #DIV/0!
275 | ------ | 0 | 0 | 0 | 0 | #DIV/0! | #DIV/0! | #DIV/0! | #DIV/0! | #DIV/0! | 0 | 0 | 3 | 4 | 0 | 0 | 41 | 33 | #DIV/0!
276 | ------ | 0 | 0 | 0 | 0 | #DIV/0! | #DIV/0! | #DIV/0! | #DIV/0! | #DIV/0! | 0 | 0 | 3 | 4 | 0 | 0 | 41 | 33 | #DIV/0!
277 | ------ | 0 | 0 | 0 | 0 | #DIV/0! | #DIV/0! | #DIV/0! | #DIV/0! | #DIV/0! | 0 | 0 | 3 | 4 | 0 | 0 | 41 | 33 | #DIV/0!
278 | ------ | 0 | 0 | 0 | 0 | #DIV/0! | #DIV/0! | #DIV/0! | #DIV/0! | #DIV/0! | 0 | 0 | 3 | 4 | 0 | 0 | 41 | 33 | #DIV/0!
279 | ------ | 0 | 0 | 0 | 0 | #DIV/0! | #DIV/0! | #DIV/0! | #DIV/0! | #DIV/0! | 0 | 0 | 3 | 4 | 0 | 0 | 41 | 33 | #DIV/0!
280 | ------ | 0 | 0 | 0 | 0 | #DIV/0! | #DIV/0! | #DIV/0! | #DIV/0! | #DIV/0! | 0 | 0 | 3 | 4 | 0 | 0 | 41 | 33 | #DIV/0!
281 | ------ | 0 | 0 | 0 | 0 | #DIV/0! | #DIV/0! | #DIV/0! | #DIV/0! | #DIV/0! | 0 | 0 | 3 | 4 | 0 | 0 | 41 | 33 | #DIV/0!
282 | ------ | 0 | 0 | 0 | 0 | #DIV/0! | #DIV/0! | #DIV/0! | #DIV/0! | #DIV/0! | 0 | 0 | 3 | 4 | 0 | 0 | 41 | 33 | #DIV/0!
283 | ------ | 0 | 0 | 0 | 0 | #DIV/0! | #DIV/0! | #DIV/0! | #DIV/0! | #DIV/0! | 0 | 0 | 3 | 4 | 0 | 0 | 41 | 33 | #DIV/0!
284 | ------ | 0 | 0 | 0 | 0 | #DIV/0! | #DIV/0! | #DIV/0! | #DIV/0! | #DIV/0! | 0 | 0 | 3 | 4 | 0 | 0 | 41 | 33 | #DIV/0!
285 | ------ | 0 | 0 | 0 | 0 | #DIV/0! | #DIV/0! | #DIV/0! | #DIV/0! | #DIV/0! | 0 | 0 | 3 | 4 | 0 | 0 | 41 | 33 | #DIV/0!
286 | ------ | 0 | 0 | 0 | 0 | #DIV/0! | #DIV/0! | #DIV/0! | #DIV/0! | #DIV/0! | 0 | 0 | 3 | 4 | 0 | 0 | 41 | 33 | #DIV/0!
287 | ------ | 0 | 0 | 0 | 0 | #DIV/0! | #DIV/0! | #DIV/0! | #DIV/0! | #DIV/0! | 0 | 0 | 3 | 4 | 0 | 0 | 41 | 33 | #DIV/0!
288 | ------ | 0 | 0 | 0 | 0 | #DIV/0! | #DIV/0! | #DIV/0! | #DIV/0! | #DIV/0! | 0 | 0 | 3 | 4 | 0 | 0 | 41 | 33 | #DIV/0!
289 | ------ | 0 | 0 | 0 | 0 | #DIV/0! | #DIV/0! | #DIV/0! | #DIV/0! | #DIV/0! | 0 | 0 | 3 | 4 | 0 | 0 | 41 | 33 | #DIV/0!
290 | ------ | 0 | 0 | 0 | 0 | #DIV/0! | #DIV/0! | #DIV/0! | #DIV/0! | #DIV/0! | 0 | 0 | 3 | 4 | 0 | 0 | 41 | 33 | #DIV/0!
291 | ------ | 0 | 0 | 0 | 0 | #DIV/0! | #DIV/0! | #DIV/0! | #DIV/0! | #DIV/0! | 0 | 0 | 3 | 4 | 0 | 0 | 41 | 33 | #DIV/0!
292 | ------ | 0 | 0 | 0 | 0 | #DIV/0! | #DIV/0! | #DIV/0! | #DIV/0! | #DIV/0! | 0 | 0 | 3 | 4 | 0 | 0 | 41 | 33 | #DIV/0!
293 | ------ | 0 | 0 | 0 | 0 | #DIV/0! | #DIV/0! | #DIV/0! | #DIV/0! | #DIV/0! | 0 | 0 | 3 | 4 | 0 | 0 | 41 | 33 | #DIV/0!
294 | ------ | 0 | 0 | 0 | 0 | #DIV/0! | #DIV/0! | #DIV/0! | #DIV/0! | #DIV/0! | 0 | 0 | 3 | 4 | 0 | 0 | 41 | 33 | #DIV/0!
295 | ------ | 0 | 0 | 0 | 0 | #DIV/0! | #DIV/0! | #DIV/0! | #DIV/0! | #DIV/0! | 0 | 0 | 3 | 4 | 0 | 0 | 41 | 33 | #DIV/0!
296 | ------ | 0 | 0 | 0 | 0 | #DIV/0! | #DIV/0! | #DIV/0! | #DIV/0! | #DIV/0! | 0 | 0 | 3 | 4 | 0 | 0 | 41 | 33 | #DIV/0!
297 | ------ | 0 | 0 | 0 | 0 | #DIV/0! | #DIV/0! | #DIV/0! | #DIV/0! | #DIV/0! | 0 | 0 | 3 | 4 | 0 | 0 | 41 | 33 | #DIV/0!
298 | ------ | 0 | 0 | 0 | 0 | #DIV/0! | #DIV/0! | #DIV/0! | #DIV/0! | #DIV/0! | 0 | 0 | 3 | 4 | 0 | 0 | 41 | 33 | #DIV/0!
299 | ------ | 0 | 0 | 0 | 0 | #DIV/0! | #DIV/0! | #DIV/0! | #DIV/0! | #DIV/0! | 0 | 0 | 3 | 4 | 0 | 0 | 41 | 33 | #DIV/0!
300 | ------ | 0 | 0 | 0 | 0 | #DIV/0! | #DIV/0! | #DIV/0! | #DIV/0! | #DIV/0! | 0 | 0 | 3 | 4 | 0 | 0 | 41 | 33 | #DIV/0!
301 | ------ | 0 | 0 | 0 | 0 | #DIV/0! | #DIV/0! | #DIV/0! | #DIV/0! | #DIV/0! | 0 | 0 | 3 | 4 | 0 | 0 | 41 | 33 | #DIV/0!
302 | ------ | 0 | 0 | 0 | 0 | #DIV/0! | #DIV/0! | #DIV/0! | #DIV/0! | #DIV/0! | 0 | 0 | 3 | 4 | 0 | 0 | 41 | 33 | #DIV/0!
303 | ------ | 0 | 0 | 0 | 0 | #DIV/0! | #DIV/0! | #DIV/0! | #DIV/0! | #DIV/0! | 0 | 0 | 3 | 4 | 0 | 0 | 41 | 33 | #DIV/0!
304 | ------ | 0 | 0 | 0 | 0 | #DIV/0! | #DIV/0! | #DIV/0! | #DIV/0! | #DIV/0! | 0 | 0 | 3 | 4 | 0 | 0 | 41 | 33 | #DIV/0!
305 | ------ | 0 | 0 | 0 | 0 | #DIV/0! | #DIV/0! | #DIV/0! | #DIV/0! | #DIV/0! | 0 | 0 | 3 | 4 | 0 | 0 | 41 | 33 | #DIV/0!
306 | ------ | 0 | 0 | 0 | 0 | #DIV/0! | #DIV/0! | #DIV/0! | #DIV/0! | #DIV/0! | 0 | 0 | 3 | 4 | 0 | 0 | 41 | 33 | #DIV/0!
307 | ------ | 0 | 0 | 0 | 0 | #DIV/0! | #DIV/0! | #DIV/0! | #DIV/0! | #DIV/0! | 0 | 0 | 3 | 4 | 0 | 0 | 41 | 33 | #DIV/0!
308 | ------ | 0 | 0 | 0 | 0 | #DIV/0! | #DIV/0! | #DIV/0! | #DIV/0! | #DIV/0! | 0 | 0 | 3 | 4 | 0 | 0 | 41 | 33 | #DIV/0!
309 | ------ | 0 | 0 | 0 | 0 | #DIV/0! | #DIV/0! | #DIV/0! | #DIV/0! | #DIV/0! | 0 | 0 | 3 | 4 | 0 | 0 | 41 | 33 | #DIV/0!
310 | ------ | 0 | 0 | 0 | 0 | #DIV/0! | #DIV/0! | #DIV/0! | #DIV/0! | #DIV/0! | 0 | 0 | 3 | 4 | 0 | 0 | 41 | 33 | #DIV/0!
311 | ------ | 0 | 0 | 0 | 0 | #DIV/0! | #DIV/0! | #DIV/0! | #DIV/0! | #DIV/0! | 0 | 0 | 3 | 4 | 0 | 0 | 41 | 33 | #DIV/0!
312 | ------ | 0 | 0 | 0 | 0 | #DIV/0! | #DIV/0! | #DIV/0! | #DIV/0! | #DIV/0! | 0 | 0 | 3 | 4 | 0 | 0 | 41 | 33 | #DIV/0!
313 | ------ | 0 | 0 | 0 | 0 | #DIV/0! | #DIV/0! | #DIV/0! | #DIV/0! | #DIV/0! | 0 | 0 | 3 | 4 | 0 | 0 | 41 | 33 | #DIV/0!
314 | ------ | 0 | 0 | 0 | 0 | #DIV/0! | #DIV/0! | #DIV/0! | #DIV/0! | #DIV/0! | 0 | 0 | 3 | 4 | 0 | 0 | 41 | 33 | #DIV/0!
315 | ------ | 0 | 0 | 0 | 0 | #DIV/0! | #DIV/0! | #DIV/0! | #DIV/0! | #DIV/0! | 0 | 0 | 3 | 4 | 0 | 0 | 41 | 33 | #DIV/0!
316 | ------ | 0 | 0 | 0 | 0 | #DIV/0! | #DIV/0! | #DIV/0! | #DIV/0! | #DIV/0! | 0 | 0 | 3 | 4 | 0 | 0 | 41 | 33 | #DIV/0!
317 | ------ | 0 | 0 | 0 | 0 | #DIV/0! | #DIV/0! | #DIV/0! | #DIV/0! | #DIV/0! | 0 | 0 | 3 | 4 | 0 | 0 | 41 | 33 | #DIV/0!
318 | ------ | 0 | 0 | 0 | 0 | #DIV/0! | #DIV/0! | #DIV/0! | #DIV/0! | #DIV/0! | 0 | 0 | 3 | 4 | 0 | 0 | 41 | 33 | #DIV/0!
319 | ------ | 0 | 0 | 0 | 0 | #DIV/0! | #DIV/0! | #DIV/0! | #DIV/0! | #DIV/0! | 0 | 0 | 3 | 4 | 0 | 0 | 41 | 33 | #DIV/0!
320 | ------ | 0 | 0 | 0 | 0 | #DIV/0! | #DIV/0! | #DIV/0! | #DIV/0! | #DIV/0! | 0 | 0 | 3 | 4 | 0 | 0 | 41 | 33 | #DIV/0!
321 | ------ | 0 | 0 | 0 | 0 | #DIV/0! | #DIV/0! | #DIV/0! | #DIV/0! | #DIV/0! | 0 | 0 | 3 | 4 | 0 | 0 | 41 | 33 | #DIV/0!
322 | ------ | 0 | 0 | 0 | 0 | #DIV/0! | #DIV/0! | #DIV/0! | #DIV/0! | #DIV/0! | 0 | 0 | 3 | 4 | 0 | 0 | 41 | 33 | #DIV/0!
323 | ------ | 0 | 0 | 0 | 0 | #DIV/0! | #DIV/0! | #DIV/0! | #DIV/0! | #DIV/0! | 0 | 0 | 3 | 4 | 0 | 0 | 41 | 33 | #DIV/0!
324 | ------ | 0 | 0 | 0 | 0 | #DIV/0! | #DIV/0! | #DIV/0! | #DIV/0! | #DIV/0! | 0 | 0 | 3 | 4 | 0 | 0 | 41 | 33 | #DIV/0!
325 | ------ | 0 | 0 | 0 | 0 | #DIV/0! | #DIV/0! | #DIV/0! | #DIV/0! | #DIV/0! | 0 | 0 | 3 | 4 | 0 | 0 | 41 | 33 | #DIV/0!
326 | ------ | 0 | 0 | 0 | 0 | #DIV/0! | #DIV/0! | #DIV/0! | #DIV/0! | #DIV/0! | 0 | 0 | 3 | 4 | 0 | 0 | 41 | 33 | #DIV/0!
327 | ------ | 0 | 0 | 0 | 0 | #DIV/0! | #DIV/0! | #DIV/0! | #DIV/0! | #DIV/0! | 0 | 0 | 3 | 4 | 0 | 0 | 41 | 33 | #DIV/0!
328 | ------ | 0 | 0 | 0 | 0 | #DIV/0! | #DIV/0! | #DIV/0! | #DIV/0! | #DIV/0! | 0 | 0 | 3 | 4 | 0 | 0 | 41 | 33 | #DIV/0!
329 | ------ | 0 | 0 | 0 | 0 | #DIV/0! | #DIV/0! | #DIV/0! | #DIV/0! | #DIV/0! | 0 | 0 | 3 | 4 | 0 | 0 | 41 | 33 | #DIV/0!
330 | ------ | 0 | 0 | 0 | 0 | #DIV/0! | #DIV/0! | #DIV/0! | #DIV/0! | #DIV/0! | 0 | 0 | 3 | 4 | 0 | 0 | 41 | 33 | #DIV/0!
331 | ------ | 0 | 0 | 0 | 0 | #DIV/0! | #DIV/0! | #DIV/0! | #DIV/0! | #DIV/0! | 0 | 0 | 3 | 4 | 0 | 0 | 41 | 33 | #DIV/0!
332 | ------ | 0 | 0 | 0 | 0 | #DIV/0! | #DIV/0! | #DIV/0! | #DIV/0! | #DIV/0! | 0 | 0 | 3 | 4 | 0 | 0 | 41 | 33 | #DIV/0!
333 | ------ | 0 | 0 | 0 | 0 | #DIV/0! | #DIV/0! | #DIV/0! | #DIV/0! | #DIV/0! | 0 | 0 | 3 | 4 | 0 | 0 | 41 | 33 | #DIV/0!
334 | ------ | 0 | 0 | 0 | 0 | #DIV/0! | #DIV/0! | #DIV/0! | #DIV/0! | #DIV/0! | 0 | 0 | 3 | 4 | 0 | 0 | 41 | 33 | #DIV/0!
335 | ------ | 0 | 0 | 0 | 0 | #DIV/0! | #DIV/0! | #DIV/0! | #DIV/0! | #DIV/0! | 0 | 0 | 3 | 4 | 0 | 0 | 41 | 33 | #DIV/0!
336 | ------ | 0 | 0 | 0 | 0 | #DIV/0! | #DIV/0! | #DIV/0! | #DIV/0! | #DIV/0! | 0 | 0 | 3 | 4 | 0 | 0 | 41 | 33 | #DIV/0!
337 | ------ | 0 | 0 | 0 | 0 | #DIV/0! | #DIV/0! | #DIV/0! | #DIV/0! | #DIV/0! | 0 | 0 | 3 | 4 | 0 | 0 | 41 | 33 | #DIV/0!
338 | ------ | 0 | 0 | 0 | 0 | #DIV/0! | #DIV/0! | #DIV/0! | #DIV/0! | #DIV/0! | 0 | 0 | 3 | 4 | 0 | 0 | 41 | 33 | #DIV/0!
339 | ------ | 0 | 0 | 0 | 0 | #DIV/0! | #DIV/0! | #DIV/0! | #DIV/0! | #DIV/0! | 0 | 0 | 3 | 4 | 0 | 0 | 41 | 33 | #DIV/0!
340 | ------ | 0 | 0 | 0 | 0 | #DIV/0! | #DIV/0! | #DIV/0! | #DIV/0! | #DIV/0! | 0 | 0 | 3 | 4 | 0 | 0 | 41 | 33 | #DIV/0!
341 | ------ | 0 | 0 | 0 | 0 | #DIV/0! | #DIV/0! | #DIV/0! | #DIV/0! | #DIV/0! | 0 | 0 | 3 | 4 | 0 | 0 | 41 | 33 | #DIV/0!
342 | ------ | 0 | 0 | 0 | 0 | #DIV/0! | #DIV/0! | #DIV/0! | #DIV/0! | #DIV/0! | 0 | 0 | 3 | 4 | 0 | 0 | 41 | 33 | #DIV/0!
343 | ------ | 0 | 0 | 0 | 0 | #DIV/0! | #DIV/0! | #DIV/0! | #DIV/0! | #DIV/0! | 0 | 0 | 3 | 4 | 0 | 0 | 41 | 33 | #DIV/0!
344 | ------ | 0 | 0 | 0 | 0 | #DIV/0! | #DIV/0! | #DIV/0! | #DIV/0! | #DIV/0! | 0 | 0 | 3 | 4 | 0 | 0 | 41 | 33 | #DIV/0!
345 | ------ | 0 | 0 | 0 | 0 | #DIV/0! | #DIV/0! | #DIV/0! | #DIV/0! | #DIV/0! | 0 | 0 | 3 | 4 | 0 | 0 | 41 | 33 | #DIV/0!
346 | ------ | 0 | 0 | 0 | 0 | #DIV/0! | #DIV/0! | #DIV/0! | #DIV/0! | #DIV/0! | 0 | 0 | 3 | 4 | 0 | 0 | 41 | 33 | #DIV/0!
347 | ------ | 0 | 0 | 0 | 0 | #DIV/0! | #DIV/0! | #DIV/0! | #DIV/0! | #DIV/0! | 0 | 0 | 3 | 4 | 0 | 0 | 41 | 33 | #DIV/0!
348 | ------ | 0 | 0 | 0 | 0 | #DIV/0! | #DIV/0! | #DIV/0! | #DIV/0! | #DIV/0! | 0 | 0 | 3 | 4 | 0 | 0 | 41 | 33 | #DIV/0!
349 | ------ | 0 | 0 | 0 | 0 | #DIV/0! | #DIV/0! | #DIV/0! | #DIV/0! | #DIV/0! | 0 | 0 | 3 | 4 | 0 | 0 | 41 | 33 | #DIV/0!
350 | ------ | 0 | 0 | 0 | 0 | #DIV/0! | #DIV/0! | #DIV/0! | #DIV/0! | #DIV/0! | 0 | 0 | 3 | 4 | 0 | 0 | 41 | 33 | #DIV/0!
351 | ------ | 0 | 0 | 0 | 0 | #DIV/0! | #DIV/0! | #DIV/0! | #DIV/0! | #DIV/0! | 0 | 0 | 3 | 4 | 0 | 0 | 41 | 33 | #DIV/0!
352 | ------ | 0 | 0 | 0 | 0 | #DIV/0! | #DIV/0! | #DIV/0! | #DIV/0! | #DIV/0! | 0 | 0 | 3 | 4 | 0 | 0 | 41 | 33 | #DIV/0!
353 | ------ | 0 | 0 | 0 | 0 | #DIV/0! | #DIV/0! | #DIV/0! | #DIV/0! | #DIV/0! | 0 | 0 | 3 | 4 | 0 | 0 | 41 | 33 | #DIV/0!
354 | ------ | 0 | 0 | 0 | 0 | #DIV/0! | #DIV/0! | #DIV/0! | #DIV/0! | #DIV/0! | 0 | 0 | 3 | 4 | 0 | 0 | 41 | 33 | #DIV/0!
355 | ------ | 0 | 0 | 0 | 0 | #DIV/0! | #DIV/0! | #DIV/0! | #DIV/0! | #DIV/0! | 0 | 0 | 3 | 4 | 0 | 0 | 41 | 33 | #DIV/0!
356 | ------ | 0 | 0 | 0 | 0 | #DIV/0! | #DIV/0! | #DIV/0! | #DIV/0! | #DIV/0! | 0 | 0 | 3 | 4 | 0 | 0 | 41 | 33 | #DIV/0!
357 | ------ | 0 | 0 | 0 | 0 | #DIV/0! | #DIV/0! | #DIV/0! | #DIV/0! | #DIV/0! | 0 | 0 | 3 | 4 | 0 | 0 | 41 | 33 | #DIV/0!
358 | ------ | 0 | 0 | 0 | 0 | #DIV/0! | #DIV/0! | #DIV/0! | #DIV/0! | #DIV/0! | 0 | 0 | 3 | 4 | 0 | 0 | 41 | 33 | #DIV/0!
359 | ------ | 0 | 0 | 0 | 0 | #DIV/0! | #DIV/0! | #DIV/0! | #DIV/0! | #DIV/0! | 0 | 0 | 3 | 4 | 0 | 0 | 41 | 33 | #DIV/0!
360 | ------ | 0 | 0 | 0 | 0 | #DIV/0! | #DIV/0! | #DIV/0! | #DIV/0! | #DIV/0! | 0 | 0 | 3 | 4 | 0 | 0 | 41 | 33 | #DIV/0!
361 | ------ | 0 | 0 | 0 | 0 | #DIV/0! | #DIV/0! | #DIV/0! | #DIV/0! | #DIV/0! | 0 | 0 | 3 | 4 | 0 | 0 | 41 | 33 | #DIV/0!
362 | ------ | 0 | 0 | 0 | 0 | #DIV/0! | #DIV/0! | #DIV/0! | #DIV/0! | #DIV/0! | 0 | 0 | 3 | 4 | 0 | 0 | 41 | 33 | #DIV/0!
363 | ------ | 0 | 0 | 0 | 0 | #DIV/0! | #DIV/0! | #DIV/0! | #DIV/0! | #DIV/0! | 0 | 0 | 3 | 4 | 0 | 0 | 41 | 33 | #DIV/0!
364 | ------ | 0 | 0 | 0 | 0 | #DIV/0! | #DIV/0! | #DIV/0! | #DIV/0! | #DIV/0! | 0 | 0 | 3 | 4 | 0 | 0 | 41 | 33 | #DIV/0!
365 | ------ | 0 | 0 | 0 | 0 | #DIV/0! | #DIV/0! | #DIV/0! | #DIV/0! | #DIV/0! | 0 | 0 | 3 | 4 | 0 | 0 | 41 | 33 | #DIV/0!
366 | ------ | 0 | 0 | 0 | 0 | #DIV/0! | #DIV/0! | #DIV/0! | #DIV/0! | #DIV/0! | 0 | 0 | 3 | 4 | 0 | 0 | 41 | 33 | #DIV/0!
367 | ------ | 0 | 0 | 0 | 0 | #DIV/0! | #DIV/0! | #DIV/0! | #DIV/0! | #DIV/0! | 0 | 0 | 3 | 4 | 0 | 0 | 41 | 33 | #DIV/0!
368 | ------ | 0 | 0 | 0 | 0 | #DIV/0! | #DIV/0! | #DIV/0! | #DIV/0! | #DIV/0! | 0 | 0 | 3 | 4 | 0 | 0 | 41 | 33 | #DIV/0!
369 | ------ | 0 | 0 | 0 | 0 | #DIV/0! | #DIV/0! | #DIV/0! | #DIV/0! | #DIV/0! | 0 | 0 | 3 | 4 | 0 | 0 | 41 | 33 | #DIV/0!
370 | ------ | 0 | 0 | 0 | 0 | #DIV/0! | #DIV/0! | #DIV/0! | #DIV/0! | #DIV/0! | 0 | 0 | 3 | 4 | 0 | 0 | 41 | 33 | #DIV/0!
371 | ------ | 0 | 0 | 0 | 0 | #DIV/0! | #DIV/0! | #DIV/0! | #DIV/0! | #DIV/0! | 0 | 0 | 3 | 4 | 0 | 0 | 41 | 33 | #DIV/0!
372 | ------ | 0 | 0 | 0 | 0 | #DIV/0! | #DIV/0! | #DIV/0! | #DIV/0! | #DIV/0! | 0 | 0 | 3 | 4 | 0 | 0 | 41 | 33 | #DIV/0!
373 | ------ | 0 | 0 | 0 | 0 | #DIV/0! | #DIV/0! | #DIV/0! | #DIV/0! | #DIV/0! | 0 | 0 | 3 | 4 | 0 | 0 | 41 | 33 | #DIV/0!
374 | ------ | 0 | 0 | 0 | 0 | #DIV/0! | #DIV/0! | #DIV/0! | #DIV/0! | #DIV/0! | 0 | 0 | 3 | 4 | 0 | 0 | 41 | 33 | #DIV/0!
375 | ------ | 0 | 0 | 0 | 0 | #DIV/0! | #DIV/0! | #DIV/0! | #DIV/0! | #DIV/0! | 0 | 0 | 3 | 4 | 0 | 0 | 41 | 33 | #DIV/0!
376 | ------ | 0 | 0 | 0 | 0 | #DIV/0! | #DIV/0! | #DIV/0! | #DIV/0! | #DIV/0! | 0 | 0 | 3 | 4 | 0 | 0 | 41 | 33 | #DIV/0!
377 | ------ | 0 | 0 | 0 | 0 | #DIV/0! | #DIV/0! | #DIV/0! | #DIV/0! | #DIV/0! | 0 | 0 | 3 | 4 | 0 | 0 | 41 | 33 | #DIV/0!
378 | ------ | 0 | 0 | 0 | 0 | #DIV/0! | #DIV/0! | #DIV/0! | #DIV/0! | #DIV/0! | 0 | 0 | 3 | 4 | 0 | 0 | 41 | 33 | #DIV/0!
379 | ------ | 0 | 0 | 0 | 0 | #DIV/0! | #DIV/0! | #DIV/0! | #DIV/0! | #DIV/0! | 0 | 0 | 3 | 4 | 0 | 0 | 41 | 33 | #DIV/0!
380 | ------ | 0 | 0 | 0 | 0 | #DIV/0! | #DIV/0! | #DIV/0! | #DIV/0! | #DIV/0! | 0 | 0 | 3 | 4 | 0 | 0 | 41 | 33 | #DIV/0!
381 | ------ | 0 | 0 | 0 | 0 | #DIV/0! | #DIV/0! | #DIV/0! | #DIV/0! | #DIV/0! | 0 | 0 | 3 | 4 | 0 | 0 | 41 | 33 | #DIV/0!
382 | ------ | 0 | 0 | 0 | 0 | #DIV/0! | #DIV/0! | #DIV/0! | #DIV/0! | #DIV/0! | 0 | 0 | 3 | 4 | 0 | 0 | 41 | 33 | #DIV/0!
383 | ------ | 0 | 0 | 0 | 0 | #DIV/0! | #DIV/0! | #DIV/0! | #DIV/0! | #DIV/0! | 0 | 0 | 3 | 4 | 0 | 0 | 41 | 33 | #DIV/0!
384 | ------ | 0 | 0 | 0 | 0 | #DIV/0! | #DIV/0! | #DIV/0! | #DIV/0! | #DIV/0! | 0 | 0 | 3 | 4 | 0 | 0 | 41 | 33 | #DIV/0!
385 | ------ | 0 | 0 | 0 | 0 | #DIV/0! | #DIV/0! | #DIV/0! | #DIV/0! | #DIV/0! | 0 | 0 | 3 | 4 | 0 | 0 | 41 | 33 | #DIV/0!
386 | ------ | 0 | 0 | 0 | 0 | #DIV/0! | #DIV/0! | #DIV/0! | #DIV/0! | #DIV/0! | 0 | 0 | 3 | 4 | 0 | 0 | 41 | 33 | #DIV/0!
387 | ------ | 0 | 0 | 0 | 0 | #DIV/0! | #DIV/0! | #DIV/0! | #DIV/0! | #DIV/0! | 0 | 0 | 3 | 4 | 0 | 0 | 41 | 33 | #DIV/0!
388 | ------ | 0 | 0 | 0 | 0 | #DIV/0! | #DIV/0! | #DIV/0! | #DIV/0! | #DIV/0! | 0 | 0 | 3 | 4 | 0 | 0 | 41 | 33 | #DIV/0!
389 | ------ | 0 | 0 | 0 | 0 | #DIV/0! | #DIV/0! | #DIV/0! | #DIV/0! | #DIV/0! | 0 | 0 | 3 | 4 | 0 | 0 | 41 | 33 | #DIV/0!
390 | ------ | 0 | 0 | 0 | 0 | #DIV/0! | #DIV/0! | #DIV/0! | #DIV/0! | #DIV/0! | 0 | 0 | 3 | 4 | 0 | 0 | 41 | 33 | #DIV/0!
391 | ------ | 0 | 0 | 0 | 0 | #DIV/0! | #DIV/0! | #DIV/0! | #DIV/0! | #DIV/0! | 0 | 0 | 3 | 4 | 0 | 0 | 41 | 33 | #DIV/0!
392 | ------ | 0 | 0 | 0 | 0 | #DIV/0! | #DIV/0! | #DIV/0! | #DIV/0! | #DIV/0! | 0 | 0 | 3 | 4 | 0 | 0 | 41 | 33 | #DIV/0!
393 | ------ | 0 | 0 | 0 | 0 | #DIV/0! | #DIV/0! | #DIV/0! | #DIV/0! | #DIV/0! | 0 | 0 | 3 | 4 | 0 | 0 | 41 | 33 | #DIV/0!
394 | ------ | 0 | 0 | 0 | 0 | #DIV/0! | #DIV/0! | #DIV/0! | #DIV/0! | #DIV/0! | 0 | 0 | 3 | 4 | 0 | 0 | 41 | 33 | #DIV/0!
395 | ------ | 0 | 0 | 0 | 0 | #DIV/0! | #DIV/0! | #DIV/0! | #DIV/0! | #DIV/0! | 0 | 0 | 3 | 4 | 0 | 0 | 41 | 33 | #DIV/0!
396 | ------ | 0 | 0 | 0 | 0 | #DIV/0! | #DIV/0! | #DIV/0! | #DIV/0! | #DIV/0! | 0 | 0 | 3 | 4 | 0 | 0 | 41 | 33 | #DIV/0!
397 | ------ | 0 | 0 | 0 | 0 | #DIV/0! | #DIV/0! | #DIV/0! | #DIV/0! | #DIV/0! | 0 | 0 | 3 | 4 | 0 | 0 | 41 | 33 | #DIV/0!
398 | ------ | 0 | 0 | 0 | 0 | #DIV/0! | #DIV/0! | #DIV/0! | #DIV/0! | #DIV/0! | 0 | 0 | 3 | 4 | 0 | 0 | 41 | 33 | #DIV/0!
399 | ------ | 0 | 0 | 0 | 0 | #DIV/0! | #DIV/0! | #DIV/0! | #DIV/0! | #DIV/0! | 0 | 0 | 3 | 4 | 0 | 0 | 41 | 33 | #DIV/0!
400 | ------ | 0 | 0 | 0 | 0 | #DIV/0! | #DIV/0! | #DIV/0! | #DIV/0! | #DIV/0! | 0 | 0 | 3 | 4 | 0 | 0 | 41 | 33 | #DIV/0!
401 | ------ | 0 | 0 | 0 | 0 | #DIV/0! | #DIV/0! | #DIV/0! | #DIV/0! | #DIV/0! | 0 | 0 | 3 | 4 | 0 | 0 | 41 | 33 | #DIV/0!
402 | ------ | 0 | 0 | 0 | 0 | #DIV/0! | #DIV/0! | #DIV/0! | #DIV/0! | #DIV/0! | 0 | 0 | 3 | 4 | 0 | 0 | 41 | 33 | #DIV/0!
403 | ------ | 0 | 0 | 0 | 0 | #DIV/0! | #DIV/0! | #DIV/0! | #DIV/0! | #DIV/0! | 0 | 0 | 3 | 4 | 0 | 0 | 41 | 33 | #DIV/0!
404 | ------ | 0 | 0 | 0 | 0 | #DIV/0! | #DIV/0! | #DIV/0! | #DIV/0! | #DIV/0! | 0 | 0 | 3 | 4 | 0 | 0 | 41 | 33 | #DIV/0!
405 | ------ | 0 | 0 | 0 | 0 | #DIV/0! | #DIV/0! | #DIV/0! | #DIV/0! | #DIV/0! | 0 | 0 | 3 | 4 | 0 | 0 | 41 | 33 | #DIV/0!
406 | ------ | 0 | 0 | 0 | 0 | #DIV/0! | #DIV/0! | #DIV/0! | #DIV/0! | #DIV/0! | 0 | 0 | 3 | 4 | 0 | 0 | 41 | 33 | #DIV/0!
407 | ------ | 0 | 0 | 0 | 0 | #DIV/0! | #DIV/0! | #DIV/0! | #DIV/0! | #DIV/0! | 0 | 0 | 3 | 4 | 0 | 0 | 41 | 33 | #DIV/0!
408 | ------ | 0 | 0 | 0 | 0 | #DIV/0! | #DIV/0! | #DIV/0! | #DIV/0! | #DIV/0! | 0 | 0 | 3 | 4 | 0 | 0 | 41 | 33 | #DIV/0!
409 | ------ | 0 | 0 | 0 | 0 | #DIV/0! | #DIV/0! | #DIV/0! | #DIV/0! | #DIV/0! | 0 | 0 | 3 | 4 | 0 | 0 | 41 | 33 | #DIV/0!
410 | ------ | 0 | 0 | 0 | 0 | #DIV/0! | #DIV/0! | #DIV/0! | #DIV/0! | #DIV/0! | 0 | 0 | 3 | 4 | 0 | 0 | 41 | 33 | #DIV/0!
411 | ------ | 0 | 0 | 0 | 0 | #DIV/0! | #DIV/0! | #DIV/0! | #DIV/0! | #DIV/0! | 0 | 0 | 3 | 4 | 0 | 0 | 41 | 33 | #DIV/0!
412 | ------ | 0 | 0 | 0 | 0 | #DIV/0! | #DIV/0! | #DIV/0! | #DIV/0! | #DIV/0! | 0 | 0 | 3 | 4 | 0 | 0 | 41 | 33 | #DIV/0!
413 | ------ | 0 | 0 | 0 | 0 | #DIV/0! | #DIV/0! | #DIV/0! | #DIV/0! | #DIV/0! | 0 | 0 | 3 | 4 | 0 | 0 | 41 | 33 | #DIV/0!
414 | ------ | 0 | 0 | 0 | 0 | #DIV/0! | #DIV/0! | #DIV/0! | #DIV/0! | #DIV/0! | 0 | 0 | 3 | 4 | 0 | 0 | 41 | 33 | #DIV/0!
415 | ------ | 0 | 0 | 0 | 0 | #DIV/0! | #DIV/0! | #DIV/0! | #DIV/0! | #DIV/0! | 0 | 0 | 3 | 4 | 0 | 0 | 41 | 33 | #DIV/0!
416 | ------ | 0 | 0 | 0 | 0 | #DIV/0! | #DIV/0! | #DIV/0! | #DIV/0! | #DIV/0! | 0 | 0 | 3 | 4 | 0 | 0 | 41 | 33 | #DIV/0!
417 | ------ | 0 | 0 | 0 | 0 | #DIV/0! | #DIV/0! | #DIV/0! | #DIV/0! | #DIV/0! | 0 | 0 | 3 | 4 | 0 | 0 | 41 | 33 | #DIV/0!
418 | ------ | 0 | 0 | 0 | 0 | #DIV/0! | #DIV/0! | #DIV/0! | #DIV/0! | #DIV/0! | 0 | 0 | 3 | 4 | 0 | 0 | 41 | 33 | #DIV/0!
419 | ------ | 0 | 0 | 0 | 0 | #DIV/0! | #DIV/0! | #DIV/0! | #DIV/0! | #DIV/0! | 0 | 0 | 3 | 4 | 0 | 0 | 41 | 33 | #DIV/0!
420 | ------ | 0 | 0 | 0 | 0 | #DIV/0! | #DIV/0! | #DIV/0! | #DIV/0! | #DIV/0! | 0 | 0 | 3 | 4 | 0 | 0 | 41 | 33 | #DIV/0!
421 | ------ | 0 | 0 | 0 | 0 | #DIV/0! | #DIV/0! | #DIV/0! | #DIV/0! | #DIV/0! | 0 | 0 | 3 | 4 | 0 | 0 | 41 | 33 | #DIV/0!
422 | ------ | 0 | 0 | 0 | 0 | #DIV/0! | #DIV/0! | #DIV/0! | #DIV/0! | #DIV/0! | 0 | 0 | 3 | 4 | 0 | 0 | 41 | 33 | #DIV/0!
423 | ------ | 0 | 0 | 0 | 0 | #DIV/0! | #DIV/0! | #DIV/0! | #DIV/0! | #DIV/0! | 0 | 0 | 3 | 4 | 0 | 0 | 41 | 33 | #DIV/0!
424 | ------ | 0 | 0 | 0 | 0 | #DIV/0! | #DIV/0! | #DIV/0! | #DIV/0! | #DIV/0! | 0 | 0 | 3 | 4 | 0 | 0 | 41 | 33 | #DIV/0!
425 | ------ | 0 | 0 | 0 | 0 | #DIV/0! | #DIV/0! | #DIV/0! | #DIV/0! | #DIV/0! | 0 | 0 | 3 | 4 | 0 | 0 | 41 | 33 | #DIV/0!
426 | ------ | 0 | 0 | 0 | 0 | #DIV/0! | #DIV/0! | #DIV/0! | #DIV/0! | #DIV/0! | 0 | 0 | 3 | 4 | 0 | 0 | 41 | 33 | #DIV/0!
427 | ------ | 0 | 0 | 0 | 0 | #DIV/0! | #DIV/0! | #DIV/0! | #DIV/0! | #DIV/0! | 0 | 0 | 3 | 4 | 0 | 0 | 41 | 33 | #DIV/0!
428 | ------ | 0 | 0 | 0 | 0 | #DIV/0! | #DIV/0! | #DIV/0! | #DIV/0! | #DIV/0! | 0 | 0 | 3 | 4 | 0 | 0 | 41 | 33 | #DIV/0!
429 | ------ | 0 | 0 | 0 | 0 | #DIV/0! | #DIV/0! | #DIV/0! | #DIV/0! | #DIV/0! | 0 | 0 | 3 | 4 | 0 | 0 | 41 | 33 | #DIV/0!
430 | ------ | 0 | 0 | 0 | 0 | #DIV/0! | #DIV/0! | #DIV/0! | #DIV/0! | #DIV/0! | 0 | 0 | 3 | 4 | 0 | 0 | 41 | 33 | #DIV/0!
431 | ------ | 0 | 0 | 0 | 0 | #DIV/0! | #DIV/0! | #DIV/0! | #DIV/0! | #DIV/0! | 0 | 0 | 3 | 4 | 0 | 0 | 41 | 33 | #DIV/0!
432 | ------ | 0 | 0 | 0 | 0 | #DIV/0! | #DIV/0! | #DIV/0! | #DIV/0! | #DIV/0! | 0 | 0 | 3 | 4 | 0 | 0 | 41 | 33 | #DIV/0!
433 | ------ | 0 | 0 | 0 | 0 | #DIV/0! | #DIV/0! | #DIV/0! | #DIV/0! | #DIV/0! | 0 | 0 | 3 | 4 | 0 | 0 | 41 | 33 | #DIV/0!
434 | ------ | 0 | 0 | 0 | 0 | #DIV/0! | #DIV/0! | #DIV/0! | #DIV/0! | #DIV/0! | 0 | 0 | 3 | 4 | 0 | 0 | 41 | 33 | #DIV/0!
435 | ------ | 0 | 0 | 0 | 0 | #DIV/0! | #DIV/0! | #DIV/0! | #DIV/0! | #DIV/0! | 0 | 0 | 3 | 4 | 0 | 0 | 41 | 33 | #DIV/0!
436 | ------ | 0 | 0 | 0 | 0 | #DIV/0! | #DIV/0! | #DIV/0! | #DIV/0! | #DIV/0! | 0 | 0 | 3 | 4 | 0 | 0 | 41 | 33 | #DIV/0!
437 | ------ | 0 | 0 | 0 | 0 | #DIV/0! | #DIV/0! | #DIV/0! | #DIV/0! | #DIV/0! | 0 | 0 | 3 | 4 | 0 | 0 | 41 | 33 | #DIV/0!
438 | ------ | 0 | 0 | 0 | 0 | #DIV/0! | #DIV/0! | #DIV/0! | #DIV/0! | #DIV/0! | 0 | 0 | 3 | 4 | 0 | 0 | 41 | 33 | #DIV/0!
439 | ------ | 0 | 0 | 0 | 0 | #DIV/0! | #DIV/0! | #DIV/0! | #DIV/0! | #DIV/0! | 0 | 0 | 3 | 4 | 0 | 0 | 41 | 33 | #DIV/0!
440 | ------ | 0 | 0 | 0 | 0 | #DIV/0! | #DIV/0! | #DIV/0! | #DIV/0! | #DIV/0! | 0 | 0 | 3 | 4 | 0 | 0 | 41 | 33 | #DIV/0!
441 | ------ | 0 | 0 | 0 | 0 | #DIV/0! | #DIV/0! | #DIV/0! | #DIV/0! | #DIV/0! | 0 | 0 | 3 | 4 | 0 | 0 | 41 | 33 | #DIV/0!
442 | ------ | 0 | 0 | 0 | 0 | #DIV/0! | #DIV/0! | #DIV/0! | #DIV/0! | #DIV/0! | 0 | 0 | 3 | 4 | 0 | 0 | 41 | 33 | #DIV/0!
443 | ------ | 0 | 0 | 0 | 0 | #DIV/0! | #DIV/0! | #DIV/0! | #DIV/0! | #DIV/0! | 0 | 0 | 3 | 4 | 0 | 0 | 41 | 33 | #DIV/0!
444 | ------ | 0 | 0 | 0 | 0 | #DIV/0! | #DIV/0! | #DIV/0! | #DIV/0! | #DIV/0! | 0 | 0 | 3 | 4 | 0 | 0 | 41 | 33 | #DIV/0!
445 | ------ | 0 | 0 | 0 | 0 | #DIV/0! | #DIV/0! | #DIV/0! | #DIV/0! | #DIV/0! | 0 | 0 | 3 | 4 | 0 | 0 | 41 | 33 | #DIV/0!
446 | ------ | 0 | 0 | 0 | 0 | #DIV/0! | #DIV/0! | #DIV/0! | #DIV/0! | #DIV/0! | 0 | 0 | 3 | 4 | 0 | 0 | 41 | 33 | #DIV/0!
447 | ------ | 0 | 0 | 0 | 0 | #DIV/0! | #DIV/0! | #DIV/0! | #DIV/0! | #DIV/0! | 0 | 0 | 3 | 4 | 0 | 0 | 41 | 33 | #DIV/0!
448 | ------ | 0 | 0 | 0 | 0 | #DIV/0! | #DIV/0! | #DIV/0! | #DIV/0! | #DIV/0! | 0 | 0 | 3 | 4 | 0 | 0 | 41 | 33 | #DIV/0!
449 | ------ | 0 | 0 | 0 | 0 | #DIV/0! | #DIV/0! | #DIV/0! | #DIV/0! | #DIV/0! | 0 | 0 | 3 | 4 | 0 | 0 | 41 | 33 | #DIV/0!
450 | ------ | 0 | 0 | 0 | 0 | #DIV/0! | #DIV/0! | #DIV/0! | #DIV/0! | #DIV/0! | 0 | 0 | 3 | 4 | 0 | 0 | 41 | 33 | #DIV/0!
451 | ------ | 0 | 0 | 0 | 0 | #DIV/0! | #DIV/0! | #DIV/0! | #DIV/0! | #DIV/0! | 0 | 0 | 3 | 4 | 0 | 0 | 41 | 33 | #DIV/0!
452 | ------ | 0 | 0 | 0 | 0 | #DIV/0! | #DIV/0! | #DIV/0! | #DIV/0! | #DIV/0! | 0 | 0 | 3 | 4 | 0 | 0 | 41 | 33 | #DIV/0!
453 | ------ | 0 | 0 | 0 | 0 | #DIV/0! | #DIV/0! | #DIV/0! | #DIV/0! | #DIV/0! | 0 | 0 | 3 | 4 | 0 | 0 | 41 | 33 | #DIV/0!
454 | ------ | 0 | 0 | 0 | 0 | #DIV/0! | #DIV/0! | #DIV/0! | #DIV/0! | #DIV/0! | 0 | 0 | 3 | 4 | 0 | 0 | 41 | 33 | #DIV/0!
455 | ------ | 0 | 0 | 0 | 0 | #DIV/0! | #DIV/0! | #DIV/0! | #DIV/0! | #DIV/0! | 0 | 0 | 3 | 4 | 0 | 0 | 41 | 33 | #DIV/0!
456 | ------ | 0 | 0 | 0 | 0 | #DIV/0! | #DIV/0! | #DIV/0! | #DIV/0! | #DIV/0! | 0 | 0 | 3 | 4 | 0 | 0 | 41 | 33 | #DIV/0!
457 | ------ | 0 | 0 | 0 | 0 | #DIV/0! | #DIV/0! | #DIV/0! | #DIV/0! | #DIV/0! | 0 | 0 | 3 | 4 | 0 | 0 | 41 | 33 | #DIV/0!
458 | ------ | 0 | 0 | 0 | 0 | #DIV/0! | #DIV/0! | #DIV/0! | #DIV/0! | #DIV/0! | 0 | 0 | 3 | 4 | 0 | 0 | 41 | 33 | #DIV/0!
459 | ------ | 0 | 0 | 0 | 0 | #DIV/0! | #DIV/0! | #DIV/0! | #DIV/0! | #DIV/0! | 0 | 0 | 3 | 4 | 0 | 0 | 41 | 33 | #DIV/0!
460 | ------ | 0 | 0 | 0 | 0 | #DIV/0! | #DIV/0! | #DIV/0! | #DIV/0! | #DIV/0! | 0 | 0 | 3 | 4 | 0 | 0 | 41 | 33 | #DIV/0!
461 | ------ | 0 | 0 | 0 | 0 | #DIV/0! | #DIV/0! | #DIV/0! | #DIV/0! | #DIV/0! | 0 | 0 | 3 | 4 | 0 | 0 | 41 | 33 | #DIV/0!
462 | ------ | 0 | 0 | 0 | 0 | #DIV/0! | #DIV/0! | #DIV/0! | #DIV/0! | #DIV/0! | 0 | 0 | 3 | 4 | 0 | 0 | 41 | 33 | #DIV/0!
463 | ------ | 0 | 0 | 0 | 0 | #DIV/0! | #DIV/0! | #DIV/0! | #DIV/0! | #DIV/0! | 0 | 0 | 3 | 4 | 0 | 0 | 41 | 33 | #DIV/0!
464 | ------ | 0 | 0 | 0 | 0 | #DIV/0! | #DIV/0! | #DIV/0! | #DIV/0! | #DIV/0! | 0 | 0 | 3 | 4 | 0 | 0 | 41 | 33 | #DIV/0!
465 | ------ | 0 | 0 | 0 | 0 | #DIV/0! | #DIV/0! | #DIV/0! | #DIV/0! | #DIV/0! | 0 | 0 | 3 | 4 | 0 | 0 | 41 | 33 | #DIV/0!
466 | ------ | 0 | 0 | 0 | 0 | #DIV/0! | #DIV/0! | #DIV/0! | #DIV/0! | #DIV/0! | 0 | 0 | 3 | 4 | 0 | 0 | 41 | 33 | #DIV/0!
467 | ------ | 0 | 0 | 0 | 0 | #DIV/0! | #DIV/0! | #DIV/0! | #DIV/0! | #DIV/0! | 0 | 0 | 3 | 4 | 0 | 0 | 41 | 33 | #DIV/0!
468 | ------ | 0 | 0 | 0 | 0 | #DIV/0! | #DIV/0! | #DIV/0! | #DIV/0! | #DIV/0! | 0 | 0 | 3 | 4 | 0 | 0 | 41 | 33 | #DIV/0!
469 | ------ | 0 | 0 | 0 | 0 | #DIV/0! | #DIV/0! | #DIV/0! | #DIV/0! | #DIV/0! | 0 | 0 | 3 | 4 | 0 | 0 | 41 | 33 | #DIV/0!
470 | ------ | 0 | 0 | 0 | 0 | #DIV/0! | #DIV/0! | #DIV/0! | #DIV/0! | #DIV/0! | 0 | 0 | 3 | 4 | 0 | 0 | 41 | 33 | #DIV/0!
471 | ------ | 0 | 0 | 0 | 0 | #DIV/0! | #DIV/0! | #DIV/0! | #DIV/0! | #DIV/0! | 0 | 0 | 3 | 4 | 0 | 0 | 41 | 33 | #DIV/0!
472 | ------ | 0 | 0 | 0 | 0 | #DIV/0! | #DIV/0! | #DIV/0! | #DIV/0! | #DIV/0! | 0 | 0 | 3 | 4 | 0 | 0 | 41 | 33 | #DIV/0!
473 | ------ | 0 | 0 | 0 | 0 | #DIV/0! | #DIV/0! | #DIV/0! | #DIV/0! | #DIV/0! | 0 | 0 | 3 | 4 | 0 | 0 | 41 | 33 | #DIV/0!
474 | ------ | 0 | 0 | 0 | 0 | #DIV/0! | #DIV/0! | #DIV/0! | #DIV/0! | #DIV/0! | 0 | 0 | 3 | 4 | 0 | 0 | 41 | 33 | #DIV/0!
475 | ------ | 0 | 0 | 0 | 0 | #DIV/0! | #DIV/0! | #DIV/0! | #DIV/0! | #DIV/0! | 0 | 0 | 3 | 4 | 0 | 0 | 41 | 33 | #DIV/0!
476 | ------ | 0 | 0 | 0 | 0 | #DIV/0! | #DIV/0! | #DIV/0! | #DIV/0! | #DIV/0! | 0 | 0 | 3 | 4 | 0 | 0 | 41 | 33 | #DIV/0!
477 | ------ | 0 | 0 | 0 | 0 | #DIV/0! | #DIV/0! | #DIV/0! | #DIV/0! | #DIV/0! | 0 | 0 | 3 | 4 | 0 | 0 | 41 | 33 | #DIV/0!
478 | ------ | 0 | 0 | 0 | 0 | #DIV/0! | #DIV/0! | #DIV/0! | #DIV/0! | #DIV/0! | 0 | 0 | 3 | 4 | 0 | 0 | 41 | 33 | #DIV/0!
479 | ------ | 0 | 0 | 0 | 0 | #DIV/0! | #DIV/0! | #DIV/0! | #DIV/0! | #DIV/0! | 0 | 0 | 3 | 4 | 0 | 0 | 41 | 33 | #DIV/0!
480 | ------ | 0 | 0 | 0 | 0 | #DIV/0! | #DIV/0! | #DIV/0! | #DIV/0! | #DIV/0! | 0 | 0 | 3 | 4 | 0 | 0 | 41 | 33 | #DIV/0!
481 | ------ | 0 | 0 | 0 | 0 | #DIV/0! | #DIV/0! | #DIV/0! | #DIV/0! | #DIV/0! | 0 | 0 | 3 | 4 | 0 | 0 | 41 | 33 | #DIV/0!
482 | ------ | 0 | 0 | 0 | 0 | #DIV/0! | #DIV/0! | #DIV/0! | #DIV/0! | #DIV/0! | 0 | 0 | 3 | 4 | 0 | 0 | 41 | 33 | #DIV/0!
483 | ------ | 0 | 0 | 0 | 0 | #DIV/0! | #DIV/0! | #DIV/0! | #DIV/0! | #DIV/0! | 0 | 0 | 3 | 4 | 0 | 0 | 41 | 33 | #DIV/0!
484 | ------ | 0 | 0 | 0 | 0 | #DIV/0! | #DIV/0! | #DIV/0! | #DIV/0! | #DIV/0! | 0 | 0 | 3 | 4 | 0 | 0 | 41 | 33 | #DIV/0!
485 | ------ | 0 | 0 | 0 | 0 | #DIV/0! | #DIV/0! | #DIV/0! | #DIV/0! | #DIV/0! | 0 | 0 | 3 | 4 | 0 | 0 | 41 | 33 | #DIV/0!
486 | ------ | 0 | 0 | 0 | 0 | #DIV/0! | #DIV/0! | #DIV/0! | #DIV/0! | #DIV/0! | 0 | 0 | 3 | 4 | 0 | 0 | 41 | 33 | #DIV/0!
487 | ------ | 0 | 0 | 0 | 0 | #DIV/0! | #DIV/0! | #DIV/0! | #DIV/0! | #DIV/0! | 0 | 0 | 3 | 4 | 0 | 0 | 41 | 33 | #DIV/0!
488 | ------ | 0 | 0 | 0 | 0 | #DIV/0! | #DIV/0! | #DIV/0! | #DIV/0! | #DIV/0! | 0 | 0 | 3 | 4 | 0 | 0 | 41 | 33 | #DIV/0!
489 | ------ | 0 | 0 | 0 | 0 | #DIV/0! | #DIV/0! | #DIV/0! | #DIV/0! | #DIV/0! | 0 | 0 | 3 | 4 | 0 | 0 | 41 | 33 | #DIV/0!
490 | ------ | 0 | 0 | 0 | 0 | #DIV/0! | #DIV/0! | #DIV/0! | #DIV/0! | #DIV/0! | 0 | 0 | 3 | 4 | 0 | 0 | 41 | 33 | #DIV/0!
491 | ------ | 0 | 0 | 0 | 0 | #DIV/0! | #DIV/0! | #DIV/0! | #DIV/0! | #DIV/0! | 0 | 0 | 3 | 4 | 0 | 0 | 41 | 33 | #DIV/0!
492 | ------ | 0 | 0 | 0 | 0 | #DIV/0! | #DIV/0! | #DIV/0! | #DIV/0! | #DIV/0! | 0 | 0 | 3 | 4 | 0 | 0 | 41 | 33 | #DIV/0!
493 | ------ | 0 | 0 | 0 | 0 | #DIV/0! | #DIV/0! | #DIV/0! | #DIV/0! | #DIV/0! | 0 | 0 | 3 | 4 | 0 | 0 | 41 | 33 | #DIV/0!
494 | ------ | 0 | 0 | 0 | 0 | #DIV/0! | #DIV/0! | #DIV/0! | #DIV/0! | #DIV/0! | 0 | 0 | 3 | 4 | 0 | 0 | 41 | 33 | #DIV/0!
495 | ------ | 0 | 0 | 0 | 0 | #DIV/0! | #DIV/0! | #DIV/0! | #DIV/0! | #DIV/0! | 0 | 0 | 3 | 4 | 0 | 0 | 41 | 33 | #DIV/0!
496 | ------ | 0 | 0 | 0 | 0 | #DIV/0! | #DIV/0! | #DIV/0! | #DIV/0! | #DIV/0! | 0 | 0 | 3 | 4 | 0 | 0 | 41 | 33 | #DIV/0!
497 | ------ | 0 | 0 | 0 | 0 | #DIV/0! | #DIV/0! | #DIV/0! | #DIV/0! | #DIV/0! | 0 | 0 | 3 | 4 | 0 | 0 | 41 | 33 | #DIV/0!
498 | ------ | 0 | 0 | 0 | 0 | #DIV/0! | #DIV/0! | #DIV/0! | #DIV/0! | #DIV/0! | 0 | 0 | 3 | 4 | 0 | 0 | 41 | 33 | #DIV/0!
499 | ------ | 0 | 0 | 0 | 0 | #DIV/0! | #DIV/0! | #DIV/0! | #DIV/0! | #DIV/0! | 0 | 0 | 3 | 4 | 0 | 0 | 41 | 33 | #DIV/0!
500 | ------ | 0 | 0 | 0 | 0 | #DIV/0! | #DIV/0! | #DIV/0! | #DIV/0! | #DIV/0! | 0 | 0 | 3 | 4 | 0 | 0 | 41 | 33 | #DIV/0!
501 | ------ | 0 | 0 | 0 | 0 | #DIV/0! | #DIV/0! | #DIV/0! | #DIV/0! | #DIV/0! | 0 | 0 | 3 | 4 | 0 | 0 | 41 | 33 | #DIV/0!
502 | ------ | 0 | 0 | 0 | 0 | #DIV/0! | #DIV/0! | #DIV/0! | #DIV/0! | #DIV/0! | 0 | 0 | 3 | 4 | 0 | 0 | 41 | 33 | #DIV/0!
503 | ------ | 0 | 0 | 0 | 0 | #DIV/0! | #DIV/0! | #DIV/0! | #DIV/0! | #DIV/0! | 0 | 0 | 3 | 4 | 0 | 0 | 41 | 33 | #DIV/0!
504 | ------ | 0 | 0 | 0 | 0 | #DIV/0! | #DIV/0! | #DIV/0! | #DIV/0! | #DIV/0! | 0 | 0 | 3 | 4 | 0 | 0 | 41 | 33 | #DIV/0!
505 | ------ | 0 | 0 | 0 | 0 | #DIV/0! | #DIV/0! | #DIV/0! | #DIV/0! | #DIV/0! | 0 | 0 | 3 | 4 | 0 | 0 | 41 | 33 | #DIV/0!
506 | ------ | 0 | 0 | 0 | 0 | #DIV/0! | #DIV/0! | #DIV/0! | #DIV/0! | #DIV/0! | 0 | 0 | 3 | 4 | 0 | 0 | 41 | 33 | #DIV/0!
507 | ------ | 0 | 0 | 0 | 0 | #DIV/0! | #DIV/0! | #DIV/0! | #DIV/0! | #DIV/0! | 0 | 0 | 3 | 4 | 0 | 0 | 41 | 33 | #DIV/0!
508 | ------ | 0 | 0 | 0 | 0 | #DIV/0! | #DIV/0! | #DIV/0! | #DIV/0! | #DIV/0! | 0 | 0 | 3 | 4 | 0 | 0 | 41 | 33 | #DIV/0!
509 | ------ | 0 | 0 | 0 | 0 | #DIV/0! | #DIV/0! | #DIV/0! | #DIV/0! | #DIV/0! | 0 | 0 | 3 | 4 | 0 | 0 | 41 | 33 | #DIV/0!
510 | ------ | 0 | 0 | 0 | 0 | #DIV/0! | #DIV/0! | #DIV/0! | #DIV/0! | #DIV/0! | 0 | 0 | 3 | 4 | 0 | 0 | 41 | 33 | #DIV/0!
511 | ------ | 0 | 0 | 0 | 0 | #DIV/0! | #DIV/0! | #DIV/0! | #DIV/0! | #DIV/0! | 0 | 0 | 3 | 4 | 0 | 0 | 41 | 33 | #DIV/0!
512 | ------ | 0 | 0 | 0 | 0 | #DIV/0! | #DIV/0! | #DIV/0! | #DIV/0! | #DIV/0! | 0 | 0 | 3 | 4 | 0 | 0 | 41 | 33 | #DIV/0!
513 | ------ | 0 | 0 | 0 | 0 | #DIV/0! | #DIV/0! | #DIV/0! | #DIV/0! | #DIV/0! | 0 | 0 | 3 | 4 | 0 | 0 | 41 | 33 | #DIV/0!
514 | ------ | 0 | 0 | 0 | 0 | #DIV/0! | #DIV/0! | #DIV/0! | #DIV/0! | #DIV/0! | 0 | 0 | 3 | 4 | 0 | 0 | 41 | 33 | #DIV/0!
515 | ------ | 0 | 0 | 0 | 0 | #DIV/0! | #DIV/0! | #DIV/0! | #DIV/0! | #DIV/0! | 0 | 0 | 3 | 4 | 0 | 0 | 41 | 33 | #DIV/0!
516 | ------ | 0 | 0 | 0 | 0 | #DIV/0! | #DIV/0! | #DIV/0! | #DIV/0! | #DIV/0! | 0 | 0 | 3 | 4 | 0 | 0 | 41 | 33 | #DIV/0!
517 | ------ | 0 | 0 | 0 | 0 | #DIV/0! | #DIV/0! | #DIV/0! | #DIV/0! | #DIV/0! | 0 | 0 | 3 | 4 | 0 | 0 | 41 | 33 | #DIV/0!
518 | ------ | 0 | 0 | 0 | 0 | #DIV/0! | #DIV/0! | #DIV/0! | #DIV/0! | #DIV/0! | 0 | 0 | 3 | 4 | 0 | 0 | 41 | 33 | #DIV/0!
519 | ------ | 0 | 0 | 0 | 0 | #DIV/0! | #DIV/0! | #DIV/0! | #DIV/0! | #DIV/0! | 0 | 0 | 3 | 4 | 0 | 0 | 41 | 33 | #DIV/0!
520 | ------ | 0 | 0 | 0 | 0 | #DIV/0! | #DIV/0! | #DIV/0! | #DIV/0! | #DIV/0! | 0 | 0 | 3 | 4 | 0 | 0 | 41 | 33 | #DIV/0!
521 | ------ | 0 | 0 | 0 | 0 | #DIV/0! | #DIV/0! | #DIV/0! | #DIV/0! | #DIV/0! | 0 | 0 | 3 | 4 | 0 | 0 | 41 | 33 | #DIV/0!
522 | ------ | 0 | 0 | 0 | 0 | #DIV/0! | #DIV/0! | #DIV/0! | #DIV/0! | #DIV/0! | 0 | 0 | 3 | 4 | 0 | 0 | 41 | 33 | #DIV/0!
523 | ------ | 0 | 0 | 0 | 0 | #DIV/0! | #DIV/0! | #DIV/0! | #DIV/0! | #DIV/0! | 0 | 0 | 3 | 4 | 0 | 0 | 41 | 33 | #DIV/0!
524 | ------ | 0 | 0 | 0 | 0 | #DIV/0! | #DIV/0! | #DIV/0! | #DIV/0! | #DIV/0! | 0 | 0 | 3 | 4 | 0 | 0 | 41 | 33 | #DIV/0!
525 | ------ | 0 | 0 | 0 | 0 | #DIV/0! | #DIV/0! | #DIV/0! | #DIV/0! | #DIV/0! | 0 | 0 | 3 | 4 | 0 | 0 | 41 | 33 | #DIV/0!
526 | ------ | 0 | 0 | 0 | 0 | #DIV/0! | #DIV/0! | #DIV/0! | #DIV/0! | #DIV/0! | 0 | 0 | 3 | 4 | 0 | 0 | 41 | 33 | #DIV/0!
527 | ------ | 0 | 0 | 0 | 0 | #DIV/0! | #DIV/0! | #DIV/0! | #DIV/0! | #DIV/0! | 0 | 0 | 3 | 4 | 0 | 0 | 41 | 33 | #DIV/0!
528 | ------ | 0 | 0 | 0 | 0 | #DIV/0! | #DIV/0! | #DIV/0! | #DIV/0! | #DIV/0! | 0 | 0 | 3 | 4 | 0 | 0 | 41 | 33 | #DIV/0!
529 | ------ | 0 | 0 | 0 | 0 | #DIV/0! | #DIV/0! | #DIV/0! | #DIV/0! | #DIV/0! | 0 | 0 | 3 | 4 | 0 | 0 | 41 | 33 | #DIV/0!
530 | ------ | 0 | 0 | 0 | 0 | #DIV/0! | #DIV/0! | #DIV/0! | #DIV/0! | #DIV/0! | 0 | 0 | 3 | 4 | 0 | 0 | 41 | 33 | #DIV/0!
531 | ------ | 0 | 0 | 0 | 0 | #DIV/0! | #DIV/0! | #DIV/0! | #DIV/0! | #DIV/0! | 0 | 0 | 3 | 4 | 0 | 0 | 41 | 33 | #DIV/0!
532 | ------ | 0 | 0 | 0 | 0 | #DIV/0! | #DIV/0! | #DIV/0! | #DIV/0! | #DIV/0! | 0 | 0 | 3 | 4 | 0 | 0 | 41 | 33 | #DIV/0!
533 | ------ | 0 | 0 | 0 | 0 | #DIV/0! | #DIV/0! | #DIV/0! | #DIV/0! | #DIV/0! | 0 | 0 | 3 | 4 | 0 | 0 | 41 | 33 | #DIV/0!
534 | ------ | 0 | 0 | 0 | 0 | #DIV/0! | #DIV/0! | #DIV/0! | #DIV/0! | #DIV/0! | 0 | 0 | 3 | 4 | 0 | 0 | 41 | 33 | #DIV/0!
535 | ------ | 0 | 0 | 0 | 0 | #DIV/0! | #DIV/0! | #DIV/0! | #DIV/0! | #DIV/0! | 0 | 0 | 3 | 4 | 0 | 0 | 41 | 33 | #DIV/0!
536 | ------ | 0 | 0 | 0 | 0 | #DIV/0! | #DIV/0! | #DIV/0! | #DIV/0! | #DIV/0! | 0 | 0 | 3 | 4 | 0 | 0 | 41 | 33 | #DIV/0!
537 | ------ | 0 | 0 | 0 | 0 | #DIV/0! | #DIV/0! | #DIV/0! | #DIV/0! | #DIV/0! | 0 | 0 | 3 | 4 | 0 | 0 | 41 | 33 | #DIV/0!
538 | ------ | 0 | 0 | 0 | 0 | #DIV/0! | #DIV/0! | #DIV/0! | #DIV/0! | #DIV/0! | 0 | 0 | 3 | 4 | 0 | 0 | 41 | 33 | #DIV/0!
539 | ------ | 0 | 0 | 0 | 0 | #DIV/0! | #DIV/0! | #DIV/0! | #DIV/0! | #DIV/0! | 0 | 0 | 3 | 4 | 0 | 0 | 41 | 33 | #DIV/0!
540 | ------ | 0 | 0 | 0 | 0 | #DIV/0! | #DIV/0! | #DIV/0! | #DIV/0! | #DIV/0! | 0 | 0 | 3 | 4 | 0 | 0 | 41 | 33 | #DIV/0!
541 | ------ | 0 | 0 | 0 | 0 | #DIV/0! | #DIV/0! | #DIV/0! | #DIV/0! | #DIV/0! | 0 | 0 | 3 | 4 | 0 | 0 | 41 | 33 | #DIV/0!
542 | ------ | 0 | 0 | 0 | 0 | #DIV/0! | #DIV/0! | #DIV/0! | #DIV/0! | #DIV/0! | 0 | 0 | 3 | 4 | 0 | 0 | 41 | 33 | #DIV/0!
543 | ------ | 0 | 0 | 0 | 0 | #DIV/0! | #DIV/0! | #DIV/0! | #DIV/0! | #DIV/0! | 0 | 0 | 3 | 4 | 0 | 0 | 41 | 33 | #DIV/0!
544 | ------ | 0 | 0 | 0 | 0 | #DIV/0! | #DIV/0! | #DIV/0! | #DIV/0! | #DIV/0! | 0 | 0 | 3 | 4 | 0 | 0 | 41 | 33 | #DIV/0!
545 | ------ | 0 | 0 | 0 | 0 | #DIV/0! | #DIV/0! | #DIV/0! | #DIV/0! | #DIV/0! | 0 | 0 | 3 | 4 | 0 | 0 | 41 | 33 | #DIV/0!
546 | ------ | 0 | 0 | 0 | 0 | #DIV/0! | #DIV/0! | #DIV/0! | #DIV/0! | #DIV/0! | 0 | 0 | 3 | 4 | 0 | 0 | 41 | 33 | #DIV/0!
547 | ------ | 0 | 0 | 0 | 0 | #DIV/0! | #DIV/0! | #DIV/0! | #DIV/0! | #DIV/0! | 0 | 0 | 3 | 4 | 0 | 0 | 41 | 33 | #DIV/0!
548 | ------ | 0 | 0 | 0 | 0 | #DIV/0! | #DIV/0! | #DIV/0! | #DIV/0! | #DIV/0! | 0 | 0 | 3 | 4 | 0 | 0 | 41 | 33 | #DIV/0!
549 | ------ | 0 | 0 | 0 | 0 | #DIV/0! | #DIV/0! | #DIV/0! | #DIV/0! | #DIV/0! | 0 | 0 | 3 | 4 | 0 | 0 | 41 | 33 | #DIV/0!
550 | ------ | 0 | 0 | 0 | 0 | #DIV/0! | #DIV/0! | #DIV/0! | #DIV/0! | #DIV/0! | 0 | 0 | 3 | 4 | 0 | 0 | 41 | 33 | #DIV/0!
551 | ------ | 0 | 0 | 0 | 0 | #DIV/0! | #DIV/0! | #DIV/0! | #DIV/0! | #DIV/0! | 0 | 0 | 3 | 4 | 0 | 0 | 41 | 33 | #DIV/0!
552 | ------ | 0 | 0 | 0 | 0 | #DIV/0! | #DIV/0! | #DIV/0! | #DIV/0! | #DIV/0! | 0 | 0 | 3 | 4 | 0 | 0 | 41 | 33 | #DIV/0!
553 | ------ | 0 | 0 | 0 | 0 | #DIV/0! | #DIV/0! | #DIV/0! | #DIV/0! | #DIV/0! | 0 | 0 | 3 | 4 | 0 | 0 | 41 | 33 | #DIV/0!
554 | ------ | 0 | 0 | 0 | 0 | #DIV/0! | #DIV/0! | #DIV/0! | #DIV/0! | #DIV/0! | 0 | 0 | 3 | 4 | 0 | 0 | 41 | 33 | #DIV/0!
555 | ------ | 0 | 0 | 0 | 0 | #DIV/0! | #DIV/0! | #DIV/0! | #DIV/0! | #DIV/0! | 0 | 0 | 3 | 4 | 0 | 0 | 41 | 33 | #DIV/0!
556 | ------ | 0 | 0 | 0 | 0 | #DIV/0! | #DIV/0! | #DIV/0! | #DIV/0! | #DIV/0! | 0 | 0 | 3 | 4 | 0 | 0 | 41 | 33 | #DIV/0!
557 | ------ | 0 | 0 | 0 | 0 | #DIV/0! | #DIV/0! | #DIV/0! | #DIV/0! | #DIV/0! | 0 | 0 | 3 | 4 | 0 | 0 | 41 | 33 | #DIV/0!
558 | ------ | 0 | 0 | 0 | 0 | #DIV/0! | #DIV/0! | #DIV/0! | #DIV/0! | #DIV/0! | 0 | 0 | 3 | 4 | 0 | 0 | 41 | 33 | #DIV/0!
559 | ------ | 0 | 0 | 0 | 0 | #DIV/0! | #DIV/0! | #DIV/0! | #DIV/0! | #DIV/0! | 0 | 0 | 3 | 4 | 0 | 0 | 41 | 33 | #DIV/0!
560 | ------ | 0 | 0 | 0 | 0 | #DIV/0! | #DIV/0! | #DIV/0! | #DIV/0! | #DIV/0! | 0 | 0 | 3 | 4 | 0 | 0 | 41 | 33 | #DIV/0!
561 | ------ | 0 | 0 | 0 | 0 | #DIV/0! | #DIV/0! | #DIV/0! | #DIV/0! | #DIV/0! | 0 | 0 | 3 | 4 | 0 | 0 | 41 | 33 | #DIV/0!
562 | ------ | 0 | 0 | 0 | 0 | #DIV/0! | #DIV/0! | #DIV/0! | #DIV/0! | #DIV/0! | 0 | 0 | 3 | 4 | 0 | 0 | 41 | 33 | #DIV/0!
563 | ------ | 0 | 0 | 0 | 0 | #DIV/0! | #DIV/0! | #DIV/0! | #DIV/0! | #DIV/0! | 0 | 0 | 3 | 4 | 0 | 0 | 41 | 33 | #DIV/0!
564 | ------ | 0 | 0 | 0 | 0 | #DIV/0! | #DIV/0! | #DIV/0! | #DIV/0! | #DIV/0! | 0 | 0 | 3 | 4 | 0 | 0 | 41 | 33 | #DIV/0!
565 | ------ | 0 | 0 | 0 | 0 | #DIV/0! | #DIV/0! | #DIV/0! | #DIV/0! | #DIV/0! | 0 | 0 | 3 | 4 | 0 | 0 | 41 | 33 | #DIV/0!
566 | ------ | 0 | 0 | 0 | 0 | #DIV/0! | #DIV/0! | #DIV/0! | #DIV/0! | #DIV/0! | 0 | 0 | 3 | 4 | 0 | 0 | 41 | 33 | #DIV/0!
567 | ------ | 0 | 0 | 0 | 0 | #DIV/0! | #DIV/0! | #DIV/0! | #DIV/0! | #DIV/0! | 0 | 0 | 3 | 4 | 0 | 0 | 41 | 33 | #DIV/0!
568 | ------ | 0 | 0 | 0 | 0 | #DIV/0! | #DIV/0! | #DIV/0! | #DIV/0! | #DIV/0! | 0 | 0 | 3 | 4 | 0 | 0 | 41 | 33 | #DIV/0!
569 | ------ | 0 | 0 | 0 | 0 | #DIV/0! | #DIV/0! | #DIV/0! | #DIV/0! | #DIV/0! | 0 | 0 | 3 | 4 | 0 | 0 | 41 | 33 | #DIV/0!
570 | ------ | 0 | 0 | 0 | 0 | #DIV/0! | #DIV/0! | #DIV/0! | #DIV/0! | #DIV/0! | 0 | 0 | 3 | 4 | 0 | 0 | 41 | 33 | #DIV/0!
571 | ------ | 0 | 0 | 0 | 0 | #DIV/0! | #DIV/0! | #DIV/0! | #DIV/0! | #DIV/0! | 0 | 0 | 3 | 4 | 0 | 0 | 41 | 33 | #DIV/0!
572 | ------ | 0 | 0 | 0 | 0 | #DIV/0! | #DIV/0! | #DIV/0! | #DIV/0! | #DIV/0! | 0 | 0 | 3 | 4 | 0 | 0 | 41 | 33 | #DIV/0!
573 | ------ | 0 | 0 | 0 | 0 | #DIV/0! | #DIV/0! | #DIV/0! | #DIV/0! | #DIV/0! | 0 | 0 | 3 | 4 | 0 | 0 | 41 | 33 | #DIV/0!
574 | ------ | 0 | 0 | 0 | 0 | #DIV/0! | #DIV/0! | #DIV/0! | #DIV/0! | #DIV/0! | 0 | 0 | 3 | 4 | 0 | 0 | 41 | 33 | #DIV/0!
575 | ------ | 0 | 0 | 0 | 0 | #DIV/0! | #DIV/0! | #DIV/0! | #DIV/0! | #DIV/0! | 0 | 0 | 3 | 4 | 0 | 0 | 41 | 33 | #DIV/0!
576 | ------ | 0 | 0 | 0 | 0 | #DIV/0! | #DIV/0! | #DIV/0! | #DIV/0! | #DIV/0! | 0 | 0 | 3 | 4 | 0 | 0 | 41 | 33 | #DIV/0!
577 | ------ | 0 | 0 | 0 | 0 | #DIV/0! | #DIV/0! | #DIV/0! | #DIV/0! | #DIV/0! | 0 | 0 | 3 | 4 | 0 | 0 | 41 | 33 | #DIV/0!
578 | ------ | 0 | 0 | 0 | 0 | #DIV/0! | #DIV/0! | #DIV/0! | #DIV/0! | #DIV/0! | 0 | 0 | 3 | 4 | 0 | 0 | 41 | 33 | #DIV/0!
579 | ------ | 0 | 0 | 0 | 0 | #DIV/0! | #DIV/0! | #DIV/0! | #DIV/0! | #DIV/0! | 0 | 0 | 3 | 4 | 0 | 0 | 41 | 33 | #DIV/0!
580 | ------ | 0 | 0 | 0 | 0 | #DIV/0! | #DIV/0! | #DIV/0! | #DIV/0! | #DIV/0! | 0 | 0 | 3 | 4 | 0 | 0 | 41 | 33 | #DIV/0!
581 | ------ | 0 | 0 | 0 | 0 | #DIV/0! | #DIV/0! | #DIV/0! | #DIV/0! | #DIV/0! | 0 | 0 | 3 | 4 | 0 | 0 | 41 | 33 | #DIV/0!
582 | ------ | 0 | 0 | 0 | 0 | #DIV/0! | #DIV/0! | #DIV/0! | #DIV/0! | #DIV/0! | 0 | 0 | 3 | 4 | 0 | 0 | 41 | 33 | #DIV/0!
583 | ------ | 0 | 0 | 0 | 0 | #DIV/0! | #DIV/0! | #DIV/0! | #DIV/0! | #DIV/0! | 0 | 0 | 3 | 4 | 0 | 0 | 41 | 33 | #DIV/0!
584 | ------ | 0 | 0 | 0 | 0 | #DIV/0! | #DIV/0! | #DIV/0! | #DIV/0! | #DIV/0! | 0 | 0 | 3 | 4 | 0 | 0 | 41 | 33 | #DIV/0!
585 | ------ | 0 | 0 | 0 | 0 | #DIV/0! | #DIV/0! | #DIV/0! | #DIV/0! | #DIV/0! | 0 | 0 | 3 | 4 | 0 | 0 | 41 | 33 | #DIV/0!
586 | ------ | 0 | 0 | 0 | 0 | #DIV/0! | #DIV/0! | #DIV/0! | #DIV/0! | #DIV/0! | 0 | 0 | 3 | 4 | 0 | 0 | 41 | 33 | #DIV/0!
587 | ------ | 0 | 0 | 0 | 0 | #DIV/0! | #DIV/0! | #DIV/0! | #DIV/0! | #DIV/0! | 0 | 0 | 3 | 4 | 0 | 0 | 41 | 33 | #DIV/0!
588 | ------ | 0 | 0 | 0 | 0 | #DIV/0! | #DIV/0! | #DIV/0! | #DIV/0! | #DIV/0! | 0 | 0 | 3 | 4 | 0 | 0 | 41 | 33 | #DIV/0!
589 | ------ | 0 | 0 | 0 | 0 | #DIV/0! | #DIV/0! | #DIV/0! | #DIV/0! | #DIV/0! | 0 | 0 | 3 | 4 | 0 | 0 | 41 | 33 | #DIV/0!
590 | ------ | 0 | 0 | 0 | 0 | #DIV/0! | #DIV/0! | #DIV/0! | #DIV/0! | #DIV/0! | 0 | 0 | 3 | 4 | 0 | 0 | 41 | 33 | #DIV/0!
591 | ------ | 0 | 0 | 0 | 0 | #DIV/0! | #DIV/0! | #DIV/0! | #DIV/0! | #DIV/0! | 0 | 0 | 3 | 4 | 0 | 0 | 41 | 33 | #DIV/0!
592 | ------ | 0 | 0 | 0 | 0 | #DIV/0! | #DIV/0! | #DIV/0! | #DIV/0! | #DIV/0! | 0 | 0 | 3 | 4 | 0 | 0 | 41 | 33 | #DIV/0!
593 | ------ | 0 | 0 | 0 | 0 | #DIV/0! | #DIV/0! | #DIV/0! | #DIV/0! | #DIV/0! | 0 | 0 | 3 | 4 | 0 | 0 | 41 | 33 | #DIV/0!
594 | ------ | 0 | 0 | 0 | 0 | #DIV/0! | #DIV/0! | #DIV/0! | #DIV/0! | #DIV/0! | 0 | 0 | 3 | 4 | 0 | 0 | 41 | 33 | #DIV/0!
595 | ------ | 0 | 0 | 0 | 0 | #DIV/0! | #DIV/0! | #DIV/0! | #DIV/0! | #DIV/0! | 0 | 0 | 3 | 4 | 0 | 0 | 41 | 33 | #DIV/0!
596 | ------ | 0 | 0 | 0 | 0 | #DIV/0! | #DIV/0! | #DIV/0! | #DIV/0! | #DIV/0! | 0 | 0 | 3 | 4 | 0 | 0 | 41 | 33 | #DIV/0!
597 | ------ | 0 | 0 | 0 | 0 | #DIV/0! | #DIV/0! | #DIV/0! | #DIV/0! | #DIV/0! | 0 | 0 | 3 | 4 | 0 | 0 | 41 | 33 | #DIV/0!
598 | ------ | 0 | 0 | 0 | 0 | #DIV/0! | #DIV/0! | #DIV/0! | #DIV/0! | #DIV/0! | 0 | 0 | 3 | 4 | 0 | 0 | 41 | 33 | #DIV/0!
599 | ------ | 0 | 0 | 0 | 0 | #DIV/0! | #DIV/0! | #DIV/0! | #DIV/0! | #DIV/0! | 0 | 0 | 3 | 4 | 0 | 0 | 41 | 33 | #DIV/0!
600 | ------ | 0 | 0 | 0 | 0 | #DIV/0! | #DIV/0! | #DIV/0! | #DIV/0! | #DIV/0! | 0 | 0 | 3 | 4 | 0 | 0 | 41 | 33 | #DIV/0!
601 | ------ | 0 | 0 | 0 | 0 | #DIV/0! | #DIV/0! | #DIV/0! | #DIV/0! | #DIV/0! | 0 | 0 | 3 | 4 | 0 | 0 | 41 | 33 | #DIV/0!
602 | ------ | 0 | 0 | 0 | 0 | #DIV/0! | #DIV/0! | #DIV/0! | #DIV/0! | #DIV/0! | 0 | 0 | 3 | 4 | 0 | 0 | 41 | 33 | #DIV/0!
603 | ------ | 0 | 0 | 0 | 0 | #DIV/0! | #DIV/0! | #DIV/0! | #DIV/0! | #DIV/0! | 0 | 0 | 3 | 4 | 0 | 0 | 41 | 33 | #DIV/0!
604 | ------ | 0 | 0 | 0 | 0 | #DIV/0! | #DIV/0! | #DIV/0! | #DIV/0! | #DIV/0! | 0 | 0 | 3 | 4 | 0 | 0 | 41 | 33 | #DIV/0!
605 | ------ | 0 | 0 | 0 | 0 | #DIV/0! | #DIV/0! | #DIV/0! | #DIV/0! | #DIV/0! | 0 | 0 | 3 | 4 | 0 | 0 | 41 | 33 | #DIV/0!
606 | ------ | 0 | 0 | 0 | 0 | #DIV/0! | #DIV/0! | #DIV/0! | #DIV/0! | #DIV/0! | 0 | 0 | 3 | 4 | 0 | 0 | 41 | 33 | #DIV/0!
607 | ------ | 0 | 0 | 0 | 0 | #DIV/0! | #DIV/0! | #DIV/0! | #DIV/0! | #DIV/0! | 0 | 0 | 3 | 4 | 0 | 0 | 41 | 33 | #DIV/0!
608 | ------ | 0 | 0 | 0 | 0 | #DIV/0! | #DIV/0! | #DIV/0! | #DIV/0! | #DIV/0! | 0 | 0 | 3 | 4 | 0 | 0 | 41 | 33 | #DIV/0!
609 | ------ | 0 | 0 | 0 | 0 | #DIV/0! | #DIV/0! | #DIV/0! | #DIV/0! | #DIV/0! | 0 | 0 | 3 | 4 | 0 | 0 | 41 | 33 | #DIV/0!
610 | ------ | 0 | 0 | 0 | 0 | #DIV/0! | #DIV/0! | #DIV/0! | #DIV/0! | #DIV/0! | 0 | 0 | 3 | 4 | 0 | 0 | 41 | 33 | #DIV/0!
611 | ------ | 0 | 0 | 0 | 0 | #DIV/0! | #DIV/0! | #DIV/0! | #DIV/0! | #DIV/0! | 0 | 0 | 3 | 4 | 0 | 0 | 41 | 33 | #DIV/0!
612 | ------ | 0 | 0 | 0 | 0 | #DIV/0! | #DIV/0! | #DIV/0! | #DIV/0! | #DIV/0! | 0 | 0 | 3 | 4 | 0 | 0 | 41 | 33 | #DIV/0!
613 | ------ | 0 | 0 | 0 | 0 | #DIV/0! | #DIV/0! | #DIV/0! | #DIV/0! | #DIV/0! | 0 | 0 | 3 | 4 | 0 | 0 | 41 | 33 | #DIV/0!
614 | ------ | 0 | 0 | 0 | 0 | #DIV/0! | #DIV/0! | #DIV/0! | #DIV/0! | #DIV/0! | 0 | 0 | 3 | 4 | 0 | 0 | 41 | 33 | #DIV/0!
615 | ------ | 0 | 0 | 0 | 0 | #DIV/0! | #DIV/0! | #DIV/0! | #DIV/0! | #DIV/0! | 0 | 0 | 3 | 4 | 0 | 0 | 41 | 33 | #DIV/0!
616 | ------ | 0 | 0 | 0 | 0 | #DIV/0! | #DIV/0! | #DIV/0! | #DIV/0! | #DIV/0! | 0 | 0 | 3 | 4 | 0 | 0 | 41 | 33 | #DIV/0!
617 | ------ | 0 | 0 | 0 | 0 | #DIV/0! | #DIV/0! | #DIV/0! | #DIV/0! | #DIV/0! | 0 | 0 | 3 | 4 | 0 | 0 | 41 | 33 | #DIV/0!
618 | ------ | 0 | 0 | 0 | 0 | #DIV/0! | #DIV/0! | #DIV/0! | #DIV/0! | #DIV/0! | 0 | 0 | 3 | 4 | 0 | 0 | 41 | 33 | #DIV/0!
619 | ------ | 0 | 0 | 0 | 0 | #DIV/0! | #DIV/0! | #DIV/0! | #DIV/0! | #DIV/0! | 0 | 0 | 3 | 4 | 0 | 0 | 41 | 33 | #DIV/0!
620 | ------ | 0 | 0 | 0 | 0 | #DIV/0! | #DIV/0! | #DIV/0! | #DIV/0! | #DIV/0! | 0 | 0 | 3 | 4 | 0 | 0 | 41 | 33 | #DIV/0!
621 | ------ | 0 | 0 | 0 | 0 | #DIV/0! | #DIV/0! | #DIV/0! | #DIV/0! | #DIV/0! | 0 | 0 | 3 | 4 | 0 | 0 | 41 | 33 | #DIV/0!
622 | ------ | 0 | 0 | 0 | 0 | #DIV/0! | #DIV/0! | #DIV/0! | #DIV/0! | #DIV/0! | 0 | 0 | 3 | 4 | 0 | 0 | 41 | 33 | #DIV/0!
623 | ------ | 0 | 0 | 0 | 0 | #DIV/0! | #DIV/0! | #DIV/0! | #DIV/0! | #DIV/0! | 0 | 0 | 3 | 4 | 0 | 0 | 41 | 33 | #DIV/0!
624 | ------ | 0 | 0 | 0 | 0 | #DIV/0! | #DIV/0! | #DIV/0! | #DIV/0! | #DIV/0! | 0 | 0 | 3 | 4 | 0 | 0 | 41 | 33 | #DIV/0!
625 | ------ | 0 | 0 | 0 | 0 | #DIV/0! | #DIV/0! | #DIV/0! | #DIV/0! | #DIV/0! | 0 | 0 | 3 | 4 | 0 | 0 | 41 | 33 | #DIV/0!
626 | ------ | 0 | 0 | 0 | 0 | #DIV/0! | #DIV/0! | #DIV/0! | #DIV/0! | #DIV/0! | 0 | 0 | 3 | 4 | 0 | 0 | 41 | 33 | #DIV/0!
627 | ------ | 0 | 0 | 0 | 0 | #DIV/0! | #DIV/0! | #DIV/0! | #DIV/0! | #DIV/0! | 0 | 0 | 3 | 4 | 0 | 0 | 41 | 33 | #DIV/0!
628 | ------ | 0 | 0 | 0 | 0 | #DIV/0! | #DIV/0! | #DIV/0! | #DIV/0! | #DIV/0! | 0 | 0 | 3 | 4 | 0 | 0 | 41 | 33 | #DIV/0!
629 | ------ | 0 | 0 | 0 | 0 | #DIV/0! | #DIV/0! | #DIV/0! | #DIV/0! | #DIV/0! | 0 | 0 | 3 | 4 | 0 | 0 | 41 | 33 | #DIV/0!
630 | ------ | 0 | 0 | 0 | 0 | #DIV/0! | #DIV/0! | #DIV/0! | #DIV/0! | #DIV/0! | 0 | 0 | 3 | 4 | 0 | 0 | 41 | 33 | #DIV/0!
631 | ------ | 0 | 0 | 0 | 0 | #DIV/0! | #DIV/0! | #DIV/0! | #DIV/0! | #DIV/0! | 0 | 0 | 3 | 4 | 0 | 0 | 41 | 33 | #DIV/0!
632 | ------ | 0 | 0 | 0 | 0 | #DIV/0! | #DIV/0! | #DIV/0! | #DIV/0! | #DIV/0! | 0 | 0 | 3 | 4 | 0 | 0 | 41 | 33 | #DIV/0!
633 | ------ | 0 | 0 | 0 | 0 | #DIV/0! | #DIV/0! | #DIV/0! | #DIV/0! | #DIV/0! | 0 | 0 | 3 | 4 | 0 | 0 | 41 | 33 | #DIV/0!
634 | ------ | 0 | 0 | 0 | 0 | #DIV/0! | #DIV/0! | #DIV/0! | #DIV/0! | #DIV/0! | 0 | 0 | 3 | 4 | 0 | 0 | 41 | 33 | #DIV/0!
635 | ------ | 0 | 0 | 0 | 0 | #DIV/0! | #DIV/0! | #DIV/0! | #DIV/0! | #DIV/0! | 0 | 0 | 3 | 4 | 0 | 0 | 41 | 33 | #DIV/0!
636 | ------ | 0 | 0 | 0 | 0 | #DIV/0! | #DIV/0! | #DIV/0! | #DIV/0! | #DIV/0! | 0 | 0 | 3 | 4 | 0 | 0 | 41 | 33 | #DIV/0!
637 | ------ | 0 | 0 | 0 | 0 | #DIV/0! | #DIV/0! | #DIV/0! | #DIV/0! | #DIV/0! | 0 | 0 | 3 | 4 | 0 | 0 | 41 | 33 | #DIV/0!
638 | ------ | 0 | 0 | 0 | 0 | #DIV/0! | #DIV/0! | #DIV/0! | #DIV/0! | #DIV/0! | 0 | 0 | 3 | 4 | 0 | 0 | 41 | 33 | #DIV/0!
639 | ------ | 0 | 0 | 0 | 0 | #DIV/0! | #DIV/0! | #DIV/0! | #DIV/0! | #DIV/0! | 0 | 0 | 3 | 4 | 0 | 0 | 41 | 33 | #DIV/0!
640 | ------ | 0 | 0 | 0 | 0 | #DIV/0! | #DIV/0! | #DIV/0! | #DIV/0! | #DIV/0! | 0 | 0 | 3 | 4 | 0 | 0 | 41 | 33 | #DIV/0!
641 | ------ | 0 | 0 | 0 | 0 | #DIV/0! | #DIV/0! | #DIV/0! | #DIV/0! | #DIV/0! | 0 | 0 | 3 | 4 | 0 | 0 | 41 | 33 | #DIV/0!
642 | ------ | 0 | 0 | 0 | 0 | #DIV/0! | #DIV/0! | #DIV/0! | #DIV/0! | #DIV/0! | 0 | 0 | 3 | 4 | 0 | 0 | 41 | 33 | #DIV/0!
643 | ------ | 0 | 0 | 0 | 0 | #DIV/0! | #DIV/0! | #DIV/0! | #DIV/0! | #DIV/0! | 0 | 0 | 3 | 4 | 0 | 0 | 41 | 33 | #DIV/0!
644 | ------ | 0 | 0 | 0 | 0 | #DIV/0! | #DIV/0! | #DIV/0! | #DIV/0! | #DIV/0! | 0 | 0 | 3 | 4 | 0 | 0 | 41 | 33 | #DIV/0!
645 | ------ | 0 | 0 | 0 | 0 | #DIV/0! | #DIV/0! | #DIV/0! | #DIV/0! | #DIV/0! | 0 | 0 | 3 | 4 | 0 | 0 | 41 | 33 | #DIV/0!
646 | ------ | 0 | 0 | 0 | 0 | #DIV/0! | #DIV/0! | #DIV/0! | #DIV/0! | #DIV/0! | 0 | 0 | 3 | 4 | 0 | 0 | 41 | 33 | #DIV/0!
647 | ------ | 0 | 0 | 0 | 0 | #DIV/0! | #DIV/0! | #DIV/0! | #DIV/0! | #DIV/0! | 0 | 0 | 3 | 4 | 0 | 0 | 41 | 33 | #DIV/0!
648 | ------ | 0 | 0 | 0 | 0 | #DIV/0! | #DIV/0! | #DIV/0! | #DIV/0! | #DIV/0! | 0 | 0 | 3 | 4 | 0 | 0 | 41 | 33 | #DIV/0!
649 | ------ | 0 | 0 | 0 | 0 | #DIV/0! | #DIV/0! | #DIV/0! | #DIV/0! | #DIV/0! | 0 | 0 | 3 | 4 | 0 | 0 | 41 | 33 | #DIV/0!
650 | ------ | 0 | 0 | 0 | 0 | #DIV/0! | #DIV/0! | #DIV/0! | #DIV/0! | #DIV/0! | 0 | 0 | 3 | 4 | 0 | 0 | 41 | 33 | #DIV/0!
651 | ------ | 0 | 0 | 0 | 0 | #DIV/0! | #DIV/0! | #DIV/0! | #DIV/0! | #DIV/0! | 0 | 0 | 3 | 4 | 0 | 0 | 41 | 33 | #DIV/0!
652 | ------ | 0 | 0 | 0 | 0 | #DIV/0! | #DIV/0! | #DIV/0! | #DIV/0! | #DIV/0! | 0 | 0 | 3 | 4 | 0 | 0 | 41 | 33 | #DIV/0!
653 | ------ | 0 | 0 | 0 | 0 | #DIV/0! | #DIV/0! | #DIV/0! | #DIV/0! | #DIV/0! | 0 | 0 | 3 | 4 | 0 | 0 | 41 | 33 | #DIV/0!
654 | ------ | 0 | 0 | 0 | 0 | #DIV/0! | #DIV/0! | #DIV/0! | #DIV/0! | #DIV/0! | 0 | 0 | 3 | 4 | 0 | 0 | 41 | 33 | #DIV/0!
655 | ------ | 0 | 0 | 0 | 0 | #DIV/0! | #DIV/0! | #DIV/0! | #DIV/0! | #DIV/0! | 0 | 0 | 3 | 4 | 0 | 0 | 41 | 33 | #DIV/0!
656 | ------ | 0 | 0 | 0 | 0 | #DIV/0! | #DIV/0! | #DIV/0! | #DIV/0! | #DIV/0! | 0 | 0 | 3 | 4 | 0 | 0 | 41 | 33 | #DIV/0!
657 | ------ | 0 | 0 | 0 | 0 | #DIV/0! | #DIV/0! | #DIV/0! | #DIV/0! | #DIV/0! | 0 | 0 | 3 | 4 | 0 | 0 | 41 | 33 | #DIV/0!
658 | ------ | 0 | 0 | 0 | 0 | #DIV/0! | #DIV/0! | #DIV/0! | #DIV/0! | #DIV/0! | 0 | 0 | 3 | 4 | 0 | 0 | 41 | 33 | #DIV/0!
659 | ------ | 0 | 0 | 0 | 0 | #DIV/0! | #DIV/0! | #DIV/0! | #DIV/0! | #DIV/0! | 0 | 0 | 3 | 4 | 0 | 0 | 41 | 33 | #DIV/0!
660 | ------ | 0 | 0 | 0 | 0 | #DIV/0! | #DIV/0! | #DIV/0! | #DIV/0! | #DIV/0! | 0 | 0 | 3 | 4 | 0 | 0 | 41 | 33 | #DIV/0!

## Energetic Results
Code | Code | A_coll | V_store | q_coll | eta_coll | COP_th | SF_cooling | SF_heating | SF_DHW | totalcoolingtime | solarcoolingtime | coolingdemandtime | stagnationtime | waterconsumption wet cooling tower | Q_aux_total | P_el_SC+_total | P_el_ref_total | thermal_COP_el_cooling | thermal_COP_el_heating | Total_elec_eff | relBoilerconsumption | ref_COP_el | P_heat, fossil, ref | Efficiency_storage | Q_loss_storage
|  | [m²] | [m³] | [kWh/m²] | [-] | [-] | [-] | [-] | [-] | [h] | [h] | [h] | [h] | [m³] | [kWh] | [kWh] | [kWh] | [-] | [-] | [-] | [-] | [-] | [kWh] | [-] | [kWh]
1 | E-EAW-NAP-CC-FP-WC-R100 | 67 | 5.049 | 461.7468 | 0.26844 | 0.75445 | 0.8964 | 0.67793 | #NAME? | 664.175 | 664.175 | 1854.725 | 1380.475 | 30.2061 | 7526.0361 | 1508.7055 | 2942.8529 | 9.4178 | 73.2776 | 0.019683 | 1.5787 | 3.7883 | 20513.0105 | 0.89422 | 4068.6737
2 | E-EAW-NAP-CC-FP-WC-R100 | 67 | 3.35 | 428.7643 | 0.24926 | 0.75446 | 0.81097 | 0.63407 | #NAME? | 664.075 | 664.075 | 1854.725 | 1464.4 | 30.2042 | 9715.9042 | 1506.3334 | 2942.9709 | 9.4253 | 76.1833 | 0.019721 | 1.5012 | 3.7879 | 20527.2829 | 0.89502 | 4035.663
3 | E-EAW-NAP-CC-FP-WC-R100 | 67 | 1.7 | 382.5983 | 0.22242 | 0.75444 | 0.71778 | 0.55756 | #NAME? | 667.525 | 667.525 | 1854.725 | 1593.35 | 30.1898 | 12599.1626 | 1513.2904 | 2943.6853 | 9.3941 | 78.4456 | 0.019603 | 1.3884 | 3.7857 | 20480.4873 | 0.8986 | 3876.6913
4 | E-EAW-NAP-CC-FP-WC-R100 | 57 | 4.3 | 510.8064 | 0.29696 | 0.75436 | 0.85264 | 0.62165 | #NAME? | 670.075 | 670.075 | 1854.725 | 1241.225 | 30.2487 | 9252.2134 | 1500.5388 | 2943.6366 | 9.4044 | 77.3039 | 0.019773 | 1.4971 | 3.7874 | 20492.3431 | 0.89594 | 3992.4189
5 | E-EAW-NAP-CC-FP-WC-R100 | 57 | 2.85 | 477.7942 | 0.27777 | 0.75435 | 0.78045 | 0.58459 | #NAME? | 671.425 | 671.425 | 1854.725 | 1325.375 | 30.2458 | 11096.3586 | 1501.4506 | 2943.9489 | 9.3973 | 79.548 | 0.019758 | 1.433 | 3.7865 | 20488.721 | 0.89669 | 3959.9895
6 | E-EAW-NAP-CC-FP-WC-R100 | 57 | 1.45 | 424.109 | 0.24656 | 0.75437 | 0.68521 | 0.50802 | #NAME? | 671.35 | 671.35 | 1854.725 | 1451.975 | 30.2259 | 14010.9366 | 1503.3674 | 2944.2318 | 9.4121 | 82.1385 | 0.019706 | 1.3326 | 3.7855 | 20446.5368 | 0.89893 | 3859.2899
7 | E-EAW-NAP-CC-FP-WC-R100 | 47 | 3.55 | 570.2485 | 0.33152 | 0.75423 | 0.7903 | 0.55873 | #NAME? | 678.2 | 678.2 | 1854.725 | 1096.55 | 30.305 | 11387.7568 | 1502.9604 | 2944.8197 | 9.3428 | 80.8232 | 0.019713 | 1.4076 | 3.785 | 20448.6797 | 0.89898 | 3857.9285
8 | E-EAW-NAP-CC-FP-WC-R100 | 47 | 2.35 | 536.3999 | 0.31184 | 0.75427 | 0.72671 | 0.52683 | #NAME? | 677.1 | 677.1 | 1854.725 | 1169.75 | 30.2848 | 13001.2659 | 1502.1462 | 2944.8271 | 9.3663 | 82.5221 | 0.019727 | 1.358 | 3.7848 | 20455.7623 | 0.8986 | 3874.8478
9 | E-EAW-NAP-CC-FP-WC-R100 | 47 | 1.2 | 477.6124 | 0.27766 | 0.7543 | 0.64504 | 0.45141 | #NAME? | 675.95 | 675.95 | 1854.725 | 1308.9 | 30.2622 | 15670.6862 | 1502.4483 | 2944.8793 | 9.3963 | 85.1552 | 0.019697 | 1.2719 | 3.7844 | 20415.4579 | 0.8997 | 3823.2269
10 | E-EAW-NAP-CC-FP-WC-R10 | 37 | 2.8 | 643.9252 | 0.37435 | 0.75404 | 0.7055 | 0.48127 | #NAME? | 688.95 | 688.95 | 1854.725 | 930 | 30.3873 | 14142.0259 | 1522.8126 | 2946.4602 | 9.2205 | 82.9964 | 0.019433 | 1.3011 | 3.7823 | 20396.1449 | 0.90291 | 3686.0958
11 | E-EAW-NAP-CC-FP-WC-R10 | 37 | 1.85 | 610.2493 | 0.35477 | 0.7541 | 0.65736 | 0.45297 | #NAME? | 686.35 | 686.35 | 1854.725 | 1019.8 | 30.3576 | 15439.4308 | 1517.4169 | 2946.2032 | 9.2697 | 84.7014 | 0.019505 | 1.2676 | 3.7823 | 20406.9454 | 0.90191 | 3729.3206
12 | E-EAW-NAP-CC-FP-WC-R10 | 37 | 0.95 | 548.3772 | 0.3188 | 0.75417 | 0.59466 | 0.38261 | #NAME? | 683.35 | 683.35 | 1854.725 | 1160.05 | 30.3243 | 17700.4751 | 1513.2862 | 2945.9508 | 9.3229 | 87.6578 | 0.019527 | 1.2056 | 3.7827 | 20360.9299 | 0.90134 | 3748.1432
13 | E-EAW-NAP-CC-FP-WC-R10 | 27 | 2.05 | 739.4245 | 0.42987 | 0.7538 | 0.58858 | 0.38332 | #NAME? | 700.625 | 700.625 | 1854.725 | 714.45 | 30.4886 | 17777.8586 | 1559.2529 | 2948.1879 | 9.062 | 83.9448 | 0.018963 | 1.178 | 3.7793 | 20343.3915 | 0.90695 | 3512.0499
14 | E-EAW-NAP-CC-FP-WC-R10 | 27 | 1.35 | 710.8017 | 0.41323 | 0.75384 | 0.55896 | 0.36488 | #NAME? | 699.075 | 699.075 | 1854.725 | 787.05 | 30.4706 | 18589.9585 | 1552.8034 | 2948.0375 | 9.0996 | 85.5274 | 0.019038 | 1.1679 | 3.7793 | 20342.9954 | 0.90596 | 3553.0773
15 | E-EAW-NAP-CC-FP-WC-R10 | 27 | 0.7 | 644.0392 | 0.37441 | 0.75389 | 0.51917 | 0.29795 | #NAME? | 695.95 | 695.95 | 1854.725 | 936.95 | 30.4363 | 20401.6049 | 1546.4947 | 2947.7796 | 9.1508 | 89.0654 | 0.019075 | 1.1233 | 3.7795 | 20282.7811 | 0.9041 | 3623.9581
16 | E-EAW-NAP-CC-FP-WC-R600 | 67 | 5.049 | 441.6706 | 0.25677 | 0.75529 | 0.87806 | 0.80409 | #NAME? | 739.65 | 739.65 | 2104.7 | 1413.975 | 33.5433 | 4515.5933 | 1567.1097 | 3241.3107 | 9.3647 | 64.1236 | 0.016003 | 1.5307 | 3.7916 | 14426.0961 | 0.8772 | 4188.4796
17 | E-EAW-NAP-CC-FP-WC-R600 | 67 | 3.35 | 407.9614 | 0.23717 | 0.75531 | 0.78737 | 0.75993 | #NAME? | 738.975 | 738.975 | 2104.7 | 1497.05 | 33.5353 | 6679.825 | 1566.9802 | 3241.451 | 9.3837 | 66.5515 | 0.015996 | 1.4358 | 3.7914 | 14411.6372 | 0.87918 | 4109.3687
18 | E-EAW-NAP-CC-FP-WC-R600 | 67 | 1.7 | 363.3602 | 0.21124 | 0.75529 | 0.69583 | 0.66448 | #NAME? | 743.4 | 743.4 | 2104.7 | 1631 | 33.5273 | 9448.686 | 1577.8575 | 3242.2794 | 9.3599 | 66.9189 | 0.015863 | 1.3035 | 3.7892 | 14371.2886 | 0.88358 | 3934.4278
19 | E-EAW-NAP-CC-FP-WC-R600 | 57 | 4.3 | 490.1575 | 0.28495 | 0.75523 | 0.82918 | 0.75171 | #NAME? | 746.025 | 746.025 | 2104.7 | 1266.325 | 33.5854 | 6006.9937 | 1563.465 | 3242.2333 | 9.3537 | 66.6036 | 0.016007 | 1.4411 | 3.7905 | 14373.9849 | 0.87987 | 4077.7831
20 | E-EAW-NAP-CC-FP-WC-R600 | 57 | 2.85 | 457.1663 | 0.26578 | 0.75523 | 0.75648 | 0.70829 | #NAME? | 746.9 | 746.9 | 2104.7 | 1348.575 | 33.574 | 7833.9484 | 1566.8141 | 3242.5449 | 9.3567 | 68.0625 | 0.015969 | 1.362 | 3.7896 | 14366.7878 | 0.881 | 4033.3429
21 | E-EAW-NAP-CC-FP-WC-R600 | 57 | 1.45 | 406.8396 | 0.23652 | 0.75524 | 0.66397 | 0.61812 | #NAME? | 747.125 | 747.125 | 2104.7 | 1491.3 | 33.5634 | 10556.4134 | 1568.6433 | 3242.8456 | 9.3873 | 69.1644 | 0.015931 | 1.2567 | 3.7892 | 14333.31 | 0.88381 | 3921.048
22 | E-EAW-NAP-CC-FP-WC-R600 | 47 | 3.55 | 549.8129 | 0.31964 | 0.75512 | 0.76807 | 0.68123 | #NAME? | 754.15 | 754.15 | 2104.7 | 1119.75 | 33.6478 | 7924.4428 | 1570.4941 | 3243.4353 | 9.3059 | 68.1297 | 0.015903 | 1.3397 | 3.7889 | 14317.1658 | 0.88295 | 3952.3602
23 | E-EAW-NAP-CC-FP-WC-R600 | 47 | 2.35 | 515.4884 | 0.29968 | 0.75514 | 0.70592 | 0.64094 | #NAME? | 753.45 | 753.45 | 2104.7 | 1213.925 | 33.6321 | 9525.1863 | 1567.7945 | 3243.4967 | 9.3383 | 69.6953 | 0.015933 | 1.2872 | 3.7887 | 14322.789 | 0.88341 | 3935.2634
24 | E-EAW-NAP-CC-FP-WC-R600 | 47 | 1.2 | 462.346 | 0.26879 | 0.75518 | 0.62565 | 0.56157 | #NAME? | 751.925 | 751.925 | 2104.7 | 1348.325 | 33.5979 | 11888.66 | 1569.2182 | 3243.5607 | 9.374 | 70.4632 | 0.015892 | 1.2028 | 3.7879 | 14280.0768 | 0.88555 | 3847.5872
25 | E-EAW-NAP-CC-FP-WC-R60 | 37 | 2.8 | 628.8625 | 0.36559 | 0.75495 | 0.68784 | 0.60225 | #NAME? | 765.35 | 765.35 | 2104.7 | 937.25 | 33.734 | 10282.7947 | 1590.8829 | 3245.1987 | 9.2026 | 68.8124 | 0.015675 | 1.2388 | 3.7864 | 14264.2622 | 0.88709 | 3788.3706
26 | E-EAW-NAP-CC-FP-WC-R60 | 37 | 1.85 | 593.9048 | 0.34527 | 0.755 | 0.63794 | 0.56627 | #NAME? | 763.1 | 763.1 | 2104.7 | 1030.75 | 33.6992 | 11606.2846 | 1587.0156 | 3245.0676 | 9.2475 | 69.8879 | 0.015712 | 1.2003 | 3.786 | 14266.6984 | 0.88626 | 3819.4868
27 | E-EAW-NAP-CC-FP-WC-R60 | 37 | 0.95 | 536.5673 | 0.31194 | 0.75506 | 0.57379 | 0.49123 | #NAME? | 759.725 | 759.725 | 2104.7 | 1181.725 | 33.6655 | 13614.6294 | 1582.4613 | 3244.7443 | 9.3093 | 70.9971 | 0.015723 | 1.1374 | 3.7865 | 14211.8674 | 0.8876 | 3761.7534
28 | E-EAW-NAP-CC-FP-WC-R60 | 27 | 2.05 | 736.3432 | 0.42808 | 0.75474 | 0.57363 | 0.51087 | #NAME? | 777.9 | 777.9 | 2104.7 | 699.375 | 33.8319 | 13383.7112 | 1631.3211 | 3247.157 | 9.0485 | 67.5278 | 0.015258 | 1.1176 | 3.7825 | 14195.4324 | 0.89259 | 3573.149
29 | E-EAW-NAP-CC-FP-WC-R60 | 27 | 1.35 | 702.2553 | 0.40826 | 0.75477 | 0.54137 | 0.48055 | #NAME? | 776.4 | 776.4 | 2104.7 | 790.35 | 33.8148 | 14314.615 | 1625.7265 | 3247.057 | 9.0888 | 68.5579 | 0.015303 | 1.0989 | 3.7829 | 14185.4706 | 0.89202 | 3593.0731
30 | E-EAW-NAP-CC-FP-WC-R60 | 27 | 0.7 | 639.8121 | 0.37196 | 0.75482 | 0.49802 | 0.40336 | #NAME? | 772.95 | 772.95 | 2104.7 | 938.85 | 33.7866 | 15952.3907 | 1617.4928 | 3246.7068 | 9.153 | 70.2935 | 0.015338 | 1.0579 | 3.7835 | 14117.8934 | 0.89127 | 3612.792
31 | E-EAW-NAP-FC-FP-WC-OFF0 | 45 | 3.4 | 436.7871 | 0.25393 | 0.67739 | 0.96489 | 0.98075 | 1 | 872.175 | 872.175 | 2468.675 | 1287.975 | 33.6522 | 535.5525 | 1578.4017 | 2655.9263 | 6.8261 | 66.3586 | 0.0069526 | 1.3565 | 3.9104 | 1021.0621 | 0.77828 | 4476.6914
32 | E-EAW-NAP-FC-FP-WC-OFF0 | 45 | 2.25 | 426.0158 | 0.24767 | 0.67708 | 0.93791 | 0.98134 | 1 | 874.65 | 874.65 | 2468.675 | 1316.175 | 33.6592 | 931.6908 | 1582.2374 | 2656.1588 | 6.8134 | 68.8581 | 0.0069351 | 1.3244 | 3.9096 | 1021.0621 | 0.78196 | 4383.1119
33 | E-EAW-NAP-FC-FP-WC-OFF0 | 45 | 1.15 | 401.4346 | 0.23338 | 0.67665 | 0.87356 | 0.93309 | 1 | 878.35 | 878.35 | 2468.675 | 1372.15 | 33.691 | 1927.697 | 1590.964 | 2656.6041 | 6.8037 | 66.4408 | 0.0068962 | 1.2536 | 3.9084 | 1021.0621 | 0.78664 | 4265.4484
34 | E-EAW-NAP-FC-FP-WC-OFF0 | 38 | 2.85 | 501.163 | 0.29135 | 0.67428 | 0.92972 | 0.98138 | 1 | 899.9 | 899.9 | 2468.675 | 1177.1 | 33.9588 | 1055.9881 | 1617.814 | 2658.2327 | 6.6498 | 69.2388 | 0.0067811 | 1.3149 | 3.9055 | 1021.0621 | 0.78491 | 4323.4246
35 | E-EAW-NAP-FC-FP-WC-OFF0 | 38 | 1.9 | 486.5001 | 0.28283 | 0.67425 | 0.89562 | 0.97477 | 1 | 899.725 | 899.725 | 2468.675 | 1213.75 | 33.9469 | 1566.2106 | 1619.1291 | 2658.2578 | 6.6593 | 69.0888 | 0.0067764 | 1.279 | 3.906 | 1021.0621 | 0.78687 | 4273.8844
36 | E-EAW-NAP-FC-FP-WC-OFF0 | 38 | 0.95 | 456.5953 | 0.26544 | 0.67443 | 0.82909 | 0.90337 | 1 | 898.025 | 898.025 | 2468.675 | 1261.65 | 33.9174 | 2619.4626 | 1620.5261 | 2658.3852 | 6.6857 | 66.2361 | 0.0067685 | 1.2129 | 3.9045 | 1021.0621 | 0.78971 | 4199.4098
37 | E-EAW-NAP-FC-FP-WC-OFF0 | 31.5 | 2.35 | 571.6782 | 0.33235 | 0.67012 | 0.8671 | 0.97878 | 1 | 937.65 | 937.65 | 2468.675 | 1041.725 | 34.4027 | 1994.3241 | 1678.2522 | 2661.6252 | 6.4144 | 68.0983 | 0.0065353 | 1.2512 | 3.8993 | 1021.0621 | 0.79314 | 4137.6954
38 | E-EAW-NAP-FC-FP-WC-OFF0 | 31.5 | 1.6 | 554.6309 | 0.32244 | 0.67075 | 0.83447 | 0.94896 | 1 | 931.725 | 931.725 | 2468.675 | 1071.525 | 34.3188 | 2506.4206 | 1672.0659 | 2661.3012 | 6.457 | 66.5858 | 0.0065587 | 1.2193 | 3.8992 | 1021.0621 | 0.79332 | 4128.8558
39 | E-EAW-NAP-FC-FP-WC-OFF0 | 31.5 | 0.8 | 522.6817 | 0.30386 | 0.67113 | 0.77559 | 0.84796 | 1 | 927.525 | 927.525 | 2468.675 | 1131.15 | 34.2709 | 3480.3929 | 1669.5715 | 2661.1185 | 6.4992 | 64.8579 | 0.0065679 | 1.1632 | 3.8991 | 1021.0621 | 0.79412 | 4106.2819
40 | E-EAW-NAP-FC-FP-WC-OFF | 24.5 | 1.85 | 662.9681 | 0.38542 | 0.66483 | 0.75919 | 0.93068 | 1 | 985.025 | 985.025 | 2468.675 | 831.55 | 34.9606 | 3672.3008 | 1764.3141 | 2665.7702 | 6.1312 | 62.6334 | 0.0062144 | 1.1494 | 3.8915 | 1021.0621 | 0.80226 | 3938.0083
41 | E-EAW-NAP-FC-FP-WC-OFF | 24.5 | 1.25 | 645.4784 | 0.37525 | 0.66526 | 0.73417 | 0.89182 | 1 | 980.8 | 980.8 | 2468.675 | 858.225 | 34.9097 | 4083.5282 | 1759.1826 | 2665.5506 | 6.1618 | 62.2142 | 0.0062323 | 1.1309 | 3.8916 | 1021.0621 | 0.80244 | 3931.034
42 | E-EAW-NAP-FC-FP-WC-OFF | 24.5 | 0.6 | 613.661 | 0.35675 | 0.666 | 0.69251 | 0.75103 | 1 | 974.15 | 974.15 | 2468.675 | 929.375 | 34.8392 | 4844.6371 | 1752.9228 | 2665.2705 | 6.2113 | 62.6509 | 0.0062545 | 1.0864 | 3.892 | 1021.0621 | 0.80234 | 3929.3695
43 | E-EAW-NAP-FC-FP-WC-OFF | 18 | 1.35 | 764.0928 | 0.44421 | 0.66114 | 0.60778 | 0.82618 | 1 | 1019.15 | 1019.15 | 2468.675 | 602.525 | 35.3308 | 6073.7518 | 1843.4829 | 2668.9832 | 5.934 | 56.5294 | 0.0059452 | 1.0249 | 3.8849 | 1021.0621 | 0.80968 | 3773.4609
44 | E-EAW-NAP-FC-FP-WC-OFF | 18 | 0.9 | 748.2897 | 0.43502 | 0.66121 | 0.59316 | 0.76915 | 1 | 1018.525 | 1018.525 | 2468.675 | 629.075 | 35.3307 | 6351.1383 | 1842.8219 | 2669.0296 | 5.943 | 57.324 | 0.0059474 | 1.0148 | 3.8849 | 1021.0621 | 0.8099 | 3767.7642
45 | E-EAW-NAP-FC-FP-WC-OFF | 18 | 0.45 | 718.7613 | 0.41785 | 0.66159 | 0.56853 | 0.61225 | 1 | 1014.85 | 1014.85 | 2468.675 | 695.4 | 35.2971 | 6877.3096 | 1840.0245 | 2668.8649 | 5.9687 | 60.4219 | 0.005956 | 0.98729 | 3.8848 | 1021.0621 | 0.80963 | 3772.2762
46 | E-EAW-NAP-FC-FP-WC-R100 | 45 | 3.4 | 476.5076 | 0.27702 | 0.66672 | 0.80921 | 0.72056 | #NAME? | 713.875 | 713.875 | 2227.75 | 1300.675 | 23.7867 | 5183.4555 | 1465.8715 | 2033.9471 | 6.321 | 63.2442 | 0.012385 | 1.6021 | 3.9624 | 11614.2901 | 0.85037 | 3984.0855
47 | E-EAW-NAP-FC-FP-WC-R100 | 45 | 2.25 | 446.4346 | 0.25954 | 0.66611 | 0.74301 | 0.67132 | #NAME? | 718.95 | 718.95 | 2227.75 | 1394.6 | 23.8225 | 6523.247 | 1473.9152 | 2034.3389 | 6.295 | 64.9764 | 0.012326 | 1.533 | 3.9656 | 11615.7257 | 0.85165 | 3947.9084
48 | E-EAW-NAP-FC-FP-WC-R100 | 45 | 1.15 | 397.889 | 0.23131 | 0.66534 | 0.64887 | 0.58044 | #NAME? | 723.875 | 723.875 | 2227.75 | 1509.55 | 23.8393 | 8625.4681 | 1486.739 | 2034.9289 | 6.2665 | 66.4152 | 0.012218 | 1.4243 | 3.964 | 11605.9512 | 0.85437 | 3863.5337
49 | E-EAW-NAP-FC-FP-WC-R100 | 38 | 2.85 | 525.8546 | 0.30571 | 0.66447 | 0.75221 | 0.65665 | #NAME? | 728.6 | 728.6 | 2227.75 | 1185.85 | 23.9031 | 6544.5346 | 1492.7876 | 2035.2479 | 6.2013 | 63.901 | 0.01216 | 1.5074 | 3.955 | 11605.7426 | 0.85415 | 3868.8375
50 | E-EAW-NAP-FC-FP-WC-R100 | 38 | 1.9 | 493.387 | 0.28683 | 0.66416 | 0.68972 | 0.61116 | #NAME? | 732.475 | 732.475 | 2227.75 | 1284.7 | 23.9499 | 7804.7124 | 1499.3486 | 2035.5297 | 6.1949 | 65.4305 | 0.01212 | 1.4485 | 3.9634 | 11605.8094 | 0.85445 | 3864.9691
51 | E-EAW-NAP-FC-FP-WC-R100 | 38 | 0.95 | 439.9093 | 0.25574 | 0.66391 | 0.60666 | 0.51825 | #NAME? | 733.75 | 733.75 | 2227.75 | 1405.65 | 23.9328 | 9777.2459 | 1504.693 | 2035.7232 | 6.1969 | 67.1589 | 0.012066 | 1.3606 | 3.9616 | 11588.5676 | 0.85573 | 3822.3024
52 | E-EAW-NAP-FC-FP-WC-R100 | 31.5 | 2.35 | 581.8055 | 0.33823 | 0.66172 | 0.68462 | 0.58521 | #NAME? | 748.775 | 748.775 | 2227.75 | 1051.7 | 24.1337 | 8127.4179 | 1532.9778 | 2036.9088 | 6.0519 | 64.0941 | 0.011852 | 1.4128 | 3.9561 | 11593.4048 | 0.85826 | 3749.5309
53 | E-EAW-NAP-FC-FP-WC-R100 | 31.5 | 1.6 | 551.0298 | 0.32034 | 0.66182 | 0.63593 | 0.54879 | #NAME? | 748.55 | 748.55 | 2227.75 | 1148.825 | 24.1076 | 9114.6463 | 1531.6293 | 2036.9327 | 6.0681 | 65.4574 | 0.011864 | 1.3768 | 3.9579 | 11592.4308 | 0.85778 | 3764.8277
54 | E-EAW-NAP-FC-FP-WC-R100 | 31.5 | 0.8 | 493.8751 | 0.28712 | 0.66205 | 0.56871 | 0.45387 | #NAME? | 747.025 | 747.025 | 2227.75 | 1273 | 24.0798 | 10899.7769 | 1532.9021 | 2036.8102 | 6.0931 | 67.2823 | 0.011843 | 1.3029 | 3.9593 | 11572.7001 | 0.85751 | 3769.8857
55 | E-EAW-NAP-FC-FP-WC-R10 | 24.5 | 1.85 | 661.97 | 0.38484 | 0.65825 | 0.6019 | 0.49695 | #NAME? | 774.3 | 774.3 | 2227.75 | 875.65 | 24.422 | 10072.3469 | 1588.2242 | 2038.8795 | 5.8588 | 63.6426 | 0.011443 | 1.3153 | 3.9547 | 11566.2153 | 0.86509 | 3546.7632
56 | E-EAW-NAP-FC-FP-WC-R10 | 24.5 | 1.25 | 631.8562 | 0.36733 | 0.6586 | 0.56663 | 0.4634 | #NAME? | 771.4 | 771.4 | 2227.75 | 946.3 | 24.3749 | 10855.3518 | 1583.612 | 2038.755 | 5.8879 | 64.7515 | 0.011475 | 1.2906 | 3.9544 | 11567.0535 | 0.86336 | 3598.6465
57 | E-EAW-NAP-FC-FP-WC-R10 | 24.5 | 0.6 | 565.0522 | 0.32849 | 0.65895 | 0.51333 | 0.35954 | #NAME? | 768.65 | 768.65 | 2227.75 | 1092.7 | 24.3274 | 12541.8654 | 1580.6666 | 2038.5838 | 5.9207 | 67.4936 | 0.011482 | 1.2265 | 3.9534 | 11548.1474 | 0.86065 | 3676.9354
58 | E-EAW-NAP-FC-FP-WC-R10 | 18 | 1.35 | 755.1831 | 0.43903 | 0.65536 | 0.49558 | 0.38645 | #NAME? | 794.5 | 794.5 | 2227.75 | 660.825 | 24.638 | 12537.1202 | 1647.1544 | 2040.5236 | 5.6945 | 62.8311 | 0.011032 | 1.2056 | 3.9491 | 11539.9009 | 0.87105 | 3369.5651
59 | E-EAW-NAP-FC-FP-WC-R10 | 18 | 0.9 | 725.328 | 0.42167 | 0.65528 | 0.4701 | 0.35936 | #NAME? | 794.75 | 794.75 | 2227.75 | 729.8 | 24.6308 | 13133.4771 | 1644.1402 | 2040.5614 | 5.7064 | 64.2079 | 0.011051 | 1.1934 | 3.9488 | 11540.1217 | 0.86913 | 3427.521
60 | E-EAW-NAP-FC-FP-WC-R10 | 18 | 0.45 | 657.5318 | 0.38226 | 0.65557 | 0.43436 | 0.27053 | #NAME? | 792.725 | 792.725 | 2227.75 | 886.9 | 24.5958 | 14444.0579 | 1646.0698 | 2040.5297 | 5.7251 | 66.8423 | 0.011026 | 1.141 | 3.9491 | 11517.878 | 0.86513 | 3544.2092
61 | E-EAW-NAP-FC-FP-WC-R600 | 45 | 3.4 | 453.2481 | 0.2635 | 0.66657 | 0.79471 | 0.83638 | #NAME? | 769.95 | 769.95 | 2346.175 | 1332.3 | 25.5347 | 3888.804 | 1504.6066 | 2167.3251 | 6.271 | 60.4918 | 0.010341 | 1.5319 | 3.9337 | 8320.4709 | 0.8316 | 4089.4864
62 | E-EAW-NAP-FC-FP-WC-R600 | 45 | 2.25 | 423.4435 | 0.24617 | 0.66569 | 0.72563 | 0.79273 | #NAME? | 776.125 | 776.125 | 2346.175 | 1439.825 | 25.5583 | 5127.0398 | 1512.8822 | 2167.8482 | 6.2447 | 61.1231 | 0.010274 | 1.4593 | 3.9328 | 8301.5575 | 0.83503 | 3989.3895
63 | E-EAW-NAP-FC-FP-WC-R600 | 45 | 1.15 | 377.8055 | 0.21964 | 0.66492 | 0.63094 | 0.68833 | #NAME? | 781.35 | 781.35 | 2346.175 | 1550.6 | 25.5777 | 7098.1656 | 1528.854 | 2168.3155 | 6.2213 | 59.8488 | 0.010161 | 1.3416 | 3.931 | 8286.6726 | 0.83773 | 3910.615
64 | E-EAW-NAP-FC-FP-WC-R600 | 38 | 2.85 | 502.9224 | 0.29238 | 0.66426 | 0.73679 | 0.7807 | #NAME? | 787.2 | 787.2 | 2346.175 | 1235.025 | 25.692 | 5049.5686 | 1531.7639 | 2168.7803 | 6.1601 | 60.028 | 0.010149 | 1.4509 | 3.9304 | 8295.7103 | 0.83651 | 3949.9405
65 | E-EAW-NAP-FC-FP-WC-R600 | 38 | 1.9 | 471.706 | 0.27423 | 0.66385 | 0.67568 | 0.73527 | #NAME? | 789.85 | 789.85 | 2346.175 | 1336.35 | 25.6836 | 6187.4545 | 1536.4995 | 2168.9895 | 6.1561 | 60.3276 | 0.010112 | 1.3926 | 3.9299 | 8284.9983 | 0.83803 | 3905.4525
66 | E-EAW-NAP-FC-FP-WC-R600 | 38 | 0.95 | 420.7317 | 0.24459 | 0.66349 | 0.59071 | 0.62264 | #NAME? | 792.125 | 792.125 | 2346.175 | 1457.45 | 25.6786 | 8072.3424 | 1547.3657 | 2169.3548 | 6.1554 | 59.3821 | 0.010036 | 1.2862 | 3.929 | 8273.4685 | 0.83962 | 3858.6624
67 | E-EAW-NAP-FC-FP-WC-R600 | 31.5 | 2.35 | 559.5918 | 0.32532 | 0.66166 | 0.67204 | 0.70939 | #NAME? | 806.525 | 806.525 | 2346.175 | 1089.825 | 25.8903 | 6404.8393 | 1571.0514 | 2170.4329 | 6.0226 | 58.3466 | 0.0098871 | 1.3614 | 3.9262 | 8268.6116 | 0.84167 | 3804.8826
68 | E-EAW-NAP-FC-FP-WC-R600 | 31.5 | 1.6 | 527.7795 | 0.30683 | 0.66166 | 0.62203 | 0.66098 | #NAME? | 806.4 | 806.4 | 2346.175 | 1194.5 | 25.8553 | 7403.9861 | 1571.3588 | 2170.5367 | 6.0384 | 58.6433 | 0.0098809 | 1.3143 | 3.926 | 8261.3444 | 0.84148 | 3808.9955
69 | E-EAW-NAP-FC-FP-WC-R600 | 31.5 | 0.8 | 475.5625 | 0.27647 | 0.66179 | 0.55123 | 0.55963 | #NAME? | 805.075 | 805.075 | 2346.175 | 1332.725 | 25.8204 | 9015.258 | 1573.223 | 2170.5151 | 6.064 | 58.5599 | 0.0098613 | 1.2372 | 3.9256 | 8248.5507 | 0.84197 | 3792.0608
70 | E-EAW-NAP-FC-FP-WC-R60 | 24.5 | 1.85 | 641.9581 | 0.3732 | 0.65817 | 0.58874 | 0.61827 | #NAME? | 832.475 | 832.475 | 2346.175 | 899.75 | 26.1624 | 8150.5949 | 1628.2149 | 2172.5591 | 5.8374 | 56.0175 | 0.0095348 | 1.2607 | 3.9201 | 8241.0207 | 0.84834 | 3621.4798
71 | E-EAW-NAP-FC-FP-WC-R60 | 24.5 | 1.25 | 611.6686 | 0.3556 | 0.65848 | 0.55318 | 0.57351 | #NAME? | 830.325 | 830.325 | 2346.175 | 973.125 | 26.1311 | 8924.9583 | 1624.2127 | 2172.4597 | 5.8662 | 56.4927 | 0.0095574 | 1.2342 | 3.9211 | 8239.2994 | 0.84699 | 3658.7033
72 | E-EAW-NAP-FC-FP-WC-R60 | 24.5 | 0.6 | 552.4586 | 0.32117 | 0.65878 | 0.49795 | 0.46376 | #NAME? | 827.775 | 827.775 | 2346.175 | 1113.025 | 26.0823 | 10360.2537 | 1622.3949 | 2172.4297 | 5.8989 | 57.0344 | 0.0095526 | 1.1715 | 3.921 | 8214.2328 | 0.84624 | 3674.2674
73 | E-EAW-NAP-FC-FP-WC-R60 | 18 | 1.35 | 743.4234 | 0.43219 | 0.65533 | 0.48339 | 0.51049 | #NAME? | 854.125 | 854.125 | 2346.175 | 681.125 | 26.4025 | 10309.665 | 1687.7015 | 2174.3196 | 5.683 | 53.385 | 0.0091923 | 1.1563 | 3.9162 | 8208.6345 | 0.85581 | 3416.0266
74 | E-EAW-NAP-FC-FP-WC-R60 | 18 | 0.9 | 713.0982 | 0.41456 | 0.65541 | 0.46004 | 0.46981 | #NAME? | 853.6 | 853.6 | 2346.175 | 748.75 | 26.3825 | 10884.0024 | 1684.6326 | 2174.3483 | 5.6985 | 54.0945 | 0.0092048 | 1.1415 | 3.9157 | 8203.0709 | 0.85444 | 3452.7593
75 | E-EAW-NAP-FC-FP-WC-R60 | 18 | 0.45 | 651.1528 | 0.37855 | 0.65563 | 0.42254 | 0.36633 | #NAME? | 852.075 | 852.075 | 2346.175 | 898.575 | 26.3428 | 12019.8807 | 1685.7216 | 2174.4262 | 5.716 | 55.0658 | 0.0091781 | 1.0922 | 3.9148 | 8167.9081 | 0.85193 | 3515.2034
76 | E-EAW-STR-FC-FP-WC-OFF0 | 45 | 3.4 | 331.7745 | 0.28843 | 0.68605 | 0.92648 | 0.40844 | 1 | 443.2 | 443.2 | 1446.5 | 763.8 | 17.5334 | 6272.9618 | 1126.2481 | 1538.2182 | 7.0022 | 54.4077 | 0.013309 | 1.4079 | 3.9625 | 9634.0199 | 0.82253 | 3762.956
77 | E-EAW-STR-FC-FP-WC-OFF0 | 45 | 2.25 | 323.7968 | 0.28149 | 0.68601 | 0.90036 | 0.39031 | 1 | 443.375 | 443.375 | 1446.5 | 782.65 | 17.5393 | 6651.7781 | 1124.3643 | 1538.2697 | 6.9957 | 55.879 | 0.013332 | 1.4012 | 3.9631 | 9634.0199 | 0.82185 | 3780.8433
78 | E-EAW-STR-FC-FP-WC-OFF0 | 45 | 1.15 | 303.2785 | 0.26365 | 0.68652 | 0.84311 | 0.33844 | 1 | 440.6 | 440.6 | 1446.5 | 838.225 | 17.4985 | 7596.8387 | 1123.0349 | 1538.1544 | 7.0153 | 58.4329 | 0.013345 | 1.3575 | 3.9612 | 9634.0199 | 0.82052 | 3813.0274
79 | E-EAW-STR-FC-FP-WC-OFF0 | 38 | 2.85 | 364.675 | 0.31703 | 0.68246 | 0.86383 | 0.35412 | 1 | 459.075 | 459.075 | 1446.5 | 690.05 | 17.7203 | 7290.1183 | 1150.2496 | 1540.2428 | 6.7882 | 56.8356 | 0.013027 | 1.3456 | 3.9533 | 9634.0199 | 0.8263 | 3673.3327
80 | E-EAW-STR-FC-FP-WC-OFF0 | 38 | 1.9 | 355.2237 | 0.30881 | 0.68264 | 0.83837 | 0.33549 | 1 | 458.225 | 458.225 | 1446.5 | 708.45 | 17.707 | 7668.6493 | 1148.8605 | 1540.1464 | 6.7936 | 58.0624 | 0.013043 | 1.3353 | 3.9532 | 9634.0199 | 0.82541 | 3695.5084
81 | E-EAW-STR-FC-FP-WC-OFF0 | 38 | 0.95 | 332.0043 | 0.28863 | 0.68332 | 0.77974 | 0.28449 | 1 | 455.325 | 455.325 | 1446.5 | 761.05 | 17.6839 | 8618.7892 | 1146.4422 | 1540.0352 | 6.8307 | 60.8863 | 0.013073 | 1.2982 | 3.9557 | 9634.0199 | 0.82261 | 3766.8874
82 | E-EAW-STR-FC-FP-WC-OFF0 | 31.5 | 2.35 | 400.1853 | 0.3479 | 0.67921 | 0.78178 | 0.29863 | 1 | 474.15 | 474.15 | 1446.5 | 608.6 | 17.9114 | 8475.7554 | 1179.1018 | 1542.2696 | 6.5869 | 59.0741 | 0.012708 | 1.2791 | 3.9468 | 9634.0199 | 0.83061 | 3571.0316
83 | E-EAW-STR-FC-FP-WC-OFF0 | 31.5 | 1.6 | 389.0205 | 0.33819 | 0.67964 | 0.75657 | 0.27928 | 1 | 471.95 | 471.95 | 1446.5 | 632.05 | 17.8778 | 8859.1212 | 1176.6513 | 1542.0956 | 6.6108 | 60.2242 | 0.012733 | 1.2666 | 3.9462 | 9634.0199 | 0.82903 | 3609.7211
84 | E-EAW-STR-FC-FP-WC-OFF0 | 31.5 | 0.8 | 365.5924 | 0.31783 | 0.68022 | 0.70769 | 0.23256 | 1 | 469.375 | 469.375 | 1446.5 | 674.2 | 17.8513 | 9692.5457 | 1174.4738 | 1541.9308 | 6.6451 | 62.9924 | 0.012758 | 1.24 | 3.9479 | 9634.0199 | 0.8251 | 3709.5039
85 | E-EAW-STR-FC-FP-WC-OFF | 24.5 | 1.85 | 443.7948 | 0.38581 | 0.676 | 0.66069 | 0.22845 | 1 | 488.6 | 488.6 | 1446.5 | 482 | 18.0854 | 10116.3739 | 1214.8156 | 1544.2797 | 6.3875 | 61.8025 | 0.012331 | 1.2006 | 3.9379 | 9634.0199 | 0.83575 | 3447.3983
86 | E-EAW-STR-FC-FP-WC-OFF | 24.5 | 1.25 | 432.0208 | 0.37557 | 0.67622 | 0.6398 | 0.21021 | 1 | 487.475 | 487.475 | 1446.5 | 512.25 | 18.0642 | 10456.1493 | 1213.0653 | 1544.2364 | 6.4053 | 63.0664 | 0.012348 | 1.1914 | 3.9377 | 9634.0199 | 0.83356 | 3501.9153
87 | E-EAW-STR-FC-FP-WC-OFF | 24.5 | 0.6 | 405.9432 | 0.3529 | 0.67647 | 0.60102 | 0.16285 | 1 | 486.275 | 486.275 | 1446.5 | 564.375 | 18.06 | 11218.4662 | 1213.0085 | 1544.2613 | 6.4288 | 66.0807 | 0.01235 | 1.1661 | 3.9385 | 9634.0199 | 0.82865 | 3626.4508
88 | E-EAW-STR-FC-FP-WC-OFF | 18 | 1.35 | 491.1765 | 0.427 | 0.6731 | 0.51391 | 0.14908 | 1 | 501.9 | 501.9 | 1446.5 | 368.675 | 18.249 | 12057.6929 | 1253.638 | 1545.9698 | 6.2195 | 65.5548 | 0.011948 | 1.1231 | 3.9324 | 9634.0199 | 0.84094 | 3324.1626
89 | E-EAW-STR-FC-FP-WC-OFF | 18 | 0.9 | 480.2712 | 0.41752 | 0.67312 | 0.49846 | 0.13424 | 1 | 501.725 | 501.725 | 1446.5 | 392.825 | 18.2407 | 12322.7159 | 1252.5731 | 1546.0363 | 6.2292 | 67.028 | 0.011958 | 1.1193 | 3.9316 | 9634.0199 | 0.83812 | 3394.2174
90 | E-EAW-STR-FC-FP-WC-OFF | 18 | 0.45 | 458.4719 | 0.39857 | 0.67342 | 0.47134 | 0.10154 | 1 | 500.525 | 500.525 | 1446.5 | 434.275 | 18.2339 | 12852.2548 | 1254.0311 | 1545.995 | 6.2519 | 69.7068 | 0.011945 | 1.1016 | 3.9328 | 9634.0199 | 0.83261 | 3532.8012
91 | E-EAW-TOU-CC-FP-WC-R100 | 67 | 5.049 | 410.0154 | 0.27659 | 0.76041 | 0.94203 | 0.42709 | #NAME? | 236.175 | 236.175 | 850.5 | 1194.2 | 11.7044 | 22715.6028 | 1014.9495 | 1287.2392 | 9.7047 | 96.8033 | 0.041645 | 1.4844 | 3.7261 | 41169.9869 | 0.92364 | 3832.1752
92 | E-EAW-TOU-CC-FP-WC-R100 | 67 | 3.35 | 393.1417 | 0.2652 | 0.76039 | 0.91408 | 0.40325 | #NAME? | 234.825 | 234.825 | 850.5 | 1253.975 | 11.7002 | 23872.6096 | 1003.4036 | 1287.0104 | 9.7502 | 99.479 | 0.042128 | 1.481 | 3.7276 | 41205.8427 | 0.92389 | 3821.6723
93 | E-EAW-TOU-CC-FP-WC-R100 | 67 | 1.7 | 356.5956 | 0.24055 | 0.76042 | 0.85734 | 0.35231 | #NAME? | 236.025 | 236.025 | 850.5 | 1347.9 | 11.7052 | 26226.5831 | 1002.8659 | 1287.2518 | 9.6951 | 102.8057 | 0.042069 | 1.4139 | 3.7285 | 41118.4577 | 0.92394 | 3812.2336
94 | E-EAW-TOU-CC-FP-WC-R100 | 57 | 4.3 | 445.9508 | 0.30083 | 0.76039 | 0.91022 | 0.38177 | #NAME? | 238.5 | 238.5 | 850.5 | 1056.05 | 11.7312 | 24701.1723 | 997.0757 | 1287.6546 | 9.6927 | 102.5528 | 0.04232 | 1.4217 | 3.7262 | 41142.6724 | 0.92436 | 3790.8995
95 | E-EAW-TOU-CC-FP-WC-R100 | 57 | 2.85 | 429.1292 | 0.28948 | 0.76036 | 0.88636 | 0.36212 | #NAME? | 238.55 | 238.55 | 850.5 | 1118.7 | 11.7255 | 25641.7476 | 986.8552 | 1287.6339 | 9.6898 | 105.3266 | 0.042725 | 1.4254 | 3.725 | 41138.9119 | 0.9246 | 3777.9455
96 | E-EAW-TOU-CC-FP-WC-R100 | 57 | 1.45 | 387.8116 | 0.26161 | 0.7604 | 0.82391 | 0.31354 | #NAME? | 238 | 238 | 850.5 | 1229.825 | 11.7213 | 27967.07 | 984.9163 | 1287.5732 | 9.6971 | 108.8102 | 0.04276 | 1.3651 | 3.7269 | 41091.7859 | 0.92425 | 3793.1715
97 | E-EAW-TOU-CC-FP-WC-R100 | 47 | 3.55 | 492.0858 | 0.33195 | 0.76031 | 0.86436 | 0.33387 | #NAME? | 241.825 | 241.825 | 850.5 | 919.15 | 11.7682 | 26883.9832 | 985.6917 | 1288.2196 | 9.6184 | 108.0724 | 0.042742 | 1.3677 | 3.7251 | 41105.4123 | 0.92566 | 3718.0217
98 | E-EAW-TOU-CC-FP-WC-R100 | 47 | 2.35 | 474.9866 | 0.32042 | 0.76034 | 0.84099 | 0.3177 | #NAME? | 241.375 | 241.375 | 850.5 | 986.7 | 11.7586 | 27682.0409 | 977.8468 | 1288.141 | 9.6372 | 110.4077 | 0.043053 | 1.3647 | 3.7244 | 41096.7676 | 0.92556 | 3722.6185
99 | E-EAW-TOU-CC-FP-WC-R100 | 47 | 1.2 | 427.4613 | 0.28836 | 0.76035 | 0.78382 | 0.27086 | #NAME? | 240.4 | 240.4 | 850.5 | 1096 | 11.7478 | 29894.7565 | 974.6214 | 1288.0014 | 9.6527 | 114.4015 | 0.043139 | 1.3146 | 3.7252 | 41047.0592 | 0.92496 | 3751.0095
100 | E-EAW-TOU-CC-FP-WC-R10 | 37 | 2.8 | 553.5193 | 0.37339 | 0.76022 | 0.79922 | 0.28172 | #NAME? | 245.175 | 245.175 | 850.5 | 790.95 | 11.8074 | 29364.2328 | 982.6312 | 1288.8164 | 9.513 | 112.8735 | 0.042819 | 1.307 | 3.7228 | 41055.5816 | 0.92778 | 3599.966
101 | E-EAW-TOU-CC-FP-WC-R10 | 37 | 1.85 | 533.2656 | 0.35973 | 0.76026 | 0.77078 | 0.26745 | #NAME? | 244.95 | 244.95 | 850.5 | 860.525 | 11.7895 | 30121.6578 | 978.1342 | 1288.8573 | 9.5254 | 114.7598 | 0.042988 | 1.2971 | 3.7202 | 41042.4455 | 0.92729 | 3624.8152
102 | E-EAW-TOU-CC-FP-WC-R10 | 37 | 0.95 | 475.8872 | 0.32102 | 0.76027 | 0.71607 | 0.22222 | #NAME? | 244.175 | 244.175 | 850.5 | 991.225 | 11.7867 | 32247.8348 | 972.7463 | 1288.7627 | 9.545 | 119.7636 | 0.04316 | 1.2554 | 3.722 | 40988.8106 | 0.92619 | 3679.6188
103 | E-EAW-TOU-CC-FP-WC-R10 | 27 | 2.05 | 633.2589 | 0.42718 | 0.76017 | 0.69926 | 0.21887 | #NAME? | 248.925 | 248.925 | 850.5 | 589.725 | 11.8385 | 32491.7861 | 995.048 | 1289.6293 | 9.3352 | 116.3758 | 0.042243 | 1.2305 | 3.7181 | 40976.5432 | 0.9309 | 3426.5202
104 | E-EAW-TOU-CC-FP-WC-R10 | 27 | 1.35 | 609.4563 | 0.41113 | 0.76018 | 0.67069 | 0.20601 | #NAME? | 248.65 | 248.65 | 850.5 | 650.625 | 11.8338 | 33204.1672 | 990.697 | 1289.5938 | 9.3599 | 118.483 | 0.042415 | 1.2213 | 3.7174 | 40976.2556 | 0.92956 | 3497.8124
105 | E-EAW-TOU-CC-FP-WC-R10 | 27 | 0.7 | 542.9797 | 0.36628 | 0.76018 | 0.62395 | 0.16673 | #NAME? | 248.275 | 248.275 | 850.5 | 805.65 | 11.8298 | 35035.4619 | 984.7522 | 1289.5504 | 9.3715 | 124.1845 | 0.042601 | 1.188 | 3.7178 | 40919.2254 | 0.92774 | 3590.8117
106 | E-EAW-TOU-CC-FP-WC-R600 | 67 | 5.049 | 327.4327 | 0.22194 | 0.76174 | 0.97654 | 0.61942 | #NAME? | 203.35 | 203.35 | 1048.625 | 1398.1 | 10.1737 | 7268.6807 | 836.34 | 1128.6278 | 9.6873 | 59.9698 | 0.026798 | 1.6037 | 3.7213 | 20673.7985 | 0.86491 | 3945.5337
107 | E-EAW-TOU-CC-FP-WC-R600 | 67 | 3.35 | 312.7633 | 0.212 | 0.76175 | 0.94636 | 0.57753 | #NAME? | 203.225 | 203.225 | 1048.625 | 1448.9 | 10.1766 | 8256.556 | 831.8619 | 1128.6636 | 9.6624 | 61.7165 | 0.026947 | 1.5769 | 3.722 | 20686.9372 | 0.86524 | 3936.5099
108 | E-EAW-TOU-CC-FP-WC-R600 | 67 | 1.7 | 285.2558 | 0.19335 | 0.76179 | 0.8802 | 0.50624 | #NAME? | 204.875 | 204.875 | 1048.625 | 1523.425 | 10.1766 | 9998.2552 | 836.2536 | 1129.0278 | 9.5475 | 63.5071 | 0.026749 | 1.4899 | 3.72 | 20627.4547 | 0.86618 | 3895.6231
109 | E-EAW-TOU-CC-FP-WC-R600 | 57 | 4.3 | 361.4967 | 0.24503 | 0.76171 | 0.95395 | 0.55867 | #NAME? | 206.025 | 206.025 | 1048.625 | 1249.825 | 10.1994 | 8541.8183 | 825.6178 | 1129.1618 | 9.6378 | 62.9579 | 0.027087 | 1.5313 | 3.7202 | 20643.1833 | 0.86567 | 3915.226
110 | E-EAW-TOU-CC-FP-WC-R600 | 57 | 2.85 | 346.0366 | 0.23455 | 0.76172 | 0.92588 | 0.52349 | #NAME? | 205.825 | 205.825 | 1048.625 | 1320.475 | 10.2003 | 9382.902 | 818.1305 | 1129.1485 | 9.6321 | 64.9244 | 0.027317 | 1.5193 | 3.7216 | 20642.878 | 0.86691 | 3873.8371
111 | E-EAW-TOU-CC-FP-WC-R600 | 57 | 1.45 | 314.587 | 0.21324 | 0.76176 | 0.84806 | 0.45656 | #NAME? | 205.925 | 205.925 | 1048.625 | 1421.475 | 10.1852 | 11122.3301 | 821.1667 | 1129.2238 | 9.5835 | 66.731 | 0.027171 | 1.434 | 3.7184 | 20599.0194 | 0.86686 | 3868.2242
112 | E-EAW-TOU-CC-FP-WC-R600 | 47 | 3.55 | 404.8055 | 0.27439 | 0.76171 | 0.91759 | 0.49308 | #NAME? | 208.45 | 208.45 | 1048.625 | 1130.95 | 10.2139 | 9991.3827 | 820.631 | 1129.5778 | 9.5644 | 65.495 | 0.027204 | 1.4518 | 3.7177 | 20612.535 | 0.86845 | 3817.0776
113 | E-EAW-TOU-CC-FP-WC-R600 | 47 | 2.35 | 388.983 | 0.26366 | 0.76171 | 0.88432 | 0.46486 | #NAME? | 208.2 | 208.2 | 1048.625 | 1179.3 | 10.2096 | 10732.7781 | 815.8398 | 1129.5766 | 9.5633 | 67.0999 | 0.027344 | 1.4369 | 3.7173 | 20605.7771 | 0.86827 | 3822.1014
114 | E-EAW-TOU-CC-FP-WC-R600 | 47 | 1.2 | 352.4548 | 0.2389 | 0.76173 | 0.80419 | 0.40158 | #NAME? | 207.775 | 207.775 | 1048.625 | 1288.65 | 10.2136 | 12415.7967 | 816.1815 | 1129.5815 | 9.5529 | 69.2626 | 0.027287 | 1.3718 | 3.7193 | 20563.4439 | 0.86791 | 3828.1852
115 | E-EAW-TOU-CC-FP-WC-R60 | 37 | 2.8 | 462.2634 | 0.31333 | 0.76166 | 0.85882 | 0.41813 | #NAME? | 211.3 | 211.3 | 1048.625 | 989.2 | 10.2388 | 11748.1322 | 823.2915 | 1130.192 | 9.4337 | 67.7155 | 0.027062 | 1.3675 | 3.7134 | 20560.7011 | 0.87157 | 3705.579
116 | E-EAW-TOU-CC-FP-WC-R60 | 37 | 1.85 | 443.8107 | 0.30083 | 0.76169 | 0.81957 | 0.39476 | #NAME? | 210.8 | 210.8 | 1048.625 | 1054.7 | 10.2329 | 12434.8875 | 819.1382 | 1130.1082 | 9.4494 | 69.1722 | 0.02718 | 1.3553 | 3.715 | 20551.1697 | 0.87116 | 3717.7625
117 | E-EAW-TOU-CC-FP-WC-R60 | 37 | 0.95 | 402.0353 | 0.27251 | 0.76169 | 0.74366 | 0.33721 | #NAME? | 210.2 | 210.2 | 1048.625 | 1162.875 | 10.2338 | 13981.1636 | 817.5518 | 1130.0481 | 9.4562 | 71.622 | 0.027187 | 1.3073 | 3.7156 | 20513.8615 | 0.86987 | 3755.1437
118 | E-EAW-TOU-CC-FP-WC-R60 | 27 | 2.05 | 545.168 | 0.36953 | 0.76165 | 0.76248 | 0.33358 | #NAME? | 214.1 | 214.1 | 1048.625 | 767.675 | 10.2623 | 13916.1133 | 839.4202 | 1130.8817 | 9.23 | 69.0728 | 0.026513 | 1.281 | 3.7104 | 20500.3214 | 0.87603 | 3549.989
119 | E-EAW-TOU-CC-FP-WC-R60 | 27 | 1.35 | 523.5854 | 0.3549 | 0.76164 | 0.72275 | 0.31421 | #NAME? | 213.925 | 213.925 | 1048.625 | 832.025 | 10.2637 | 14534.9975 | 836.4075 | 1130.829 | 9.2485 | 70.3756 | 0.026598 | 1.2684 | 3.7119 | 20496.5251 | 0.87485 | 3588.2758
120 | E-EAW-TOU-CC-FP-WC-R60 | 27 | 0.7 | 474.7569 | 0.3218 | 0.76166 | 0.6541 | 0.26435 | #NAME? | 213.375 | 213.375 | 1048.625 | 954.975 | 10.2564 | 15878.7514 | 833.7137 | 1130.7951 | 9.2763 | 72.9296 | 0.026625 | 1.2282 | 3.7115 | 20449.5717 | 0.87241 | 3661.3511
121 | E-EAW-TOU-FC-FP-WC-OFF0 | 45 | 3.4 | 380.7734 | 0.2581 | 0.68564 | 0.94053 | 0.88155 | 1 | 560.6 | 560.6 | 1821 | 1113.425 | 23.0785 | 1075.7991 | 1163.8034 | 1888.8698 | 7.042 | 50.3361 | 0.0093643 | 1.78 | 3.9118 | 4117.2671 | 0.76918 | 4203.357
122 | E-EAW-TOU-FC-FP-WC-OFF0 | 45 | 2.25 | 373.2384 | 0.25299 | 0.68544 | 0.92212 | 0.85162 | 1 | 561.7 | 561.7 | 1821 | 1146.725 | 23.0811 | 1381.3621 | 1166.9389 | 1888.9553 | 7.0314 | 50.9625 | 0.0093391 | 1.7369 | 3.9116 | 4117.2671 | 0.77075 | 4167.0711
123 | E-EAW-TOU-FC-FP-WC-OFF0 | 45 | 1.15 | 350.8053 | 0.23779 | 0.68548 | 0.86984 | 0.7445 | 1 | 561.325 | 561.325 | 1821 | 1211.55 | 23.0712 | 2339.0891 | 1176.8284 | 1889.1605 | 7.031 | 51.5472 | 0.0092588 | 1.6069 | 3.9099 | 4117.2671 | 0.77275 | 4118.9911
124 | E-EAW-TOU-FC-FP-WC-OFF0 | 38 | 2.85 | 429.7174 | 0.29127 | 0.68245 | 0.90062 | 0.80838 | 1 | 579.1 | 579.1 | 1821 | 1001 | 23.314 | 1776.283 | 1194.3663 | 1891.2355 | 6.8549 | 51.2427 | 0.0091238 | 1.6737 | 3.9059 | 4117.2671 | 0.77611 | 4053.6769
125 | E-EAW-TOU-FC-FP-WC-OFF0 | 38 | 1.9 | 418.6106 | 0.28375 | 0.68268 | 0.87551 | 0.7657 | 1 | 577.625 | 577.625 | 1821 | 1037.65 | 23.2905 | 2200.8434 | 1195.7034 | 1891.0616 | 6.8703 | 51.8874 | 0.0091127 | 1.6234 | 3.9056 | 4117.2671 | 0.77573 | 4061.1145
126 | E-EAW-TOU-FC-FP-WC-OFF0 | 38 | 0.95 | 391.5946 | 0.26543 | 0.68301 | 0.81864 | 0.65601 | 1 | 575.425 | 575.425 | 1821 | 1109.825 | 23.2589 | 3215.7985 | 1203.1086 | 1891.0273 | 6.889 | 52.9211 | 0.0090552 | 1.5119 | 3.9048 | 4117.2671 | 0.77582 | 4056.7717
127 | E-EAW-TOU-FC-FP-WC-OFF0 | 31.5 | 2.35 | 481.1255 | 0.32612 | 0.67895 | 0.83502 | 0.70419 | 1 | 598.725 | 598.725 | 1821 | 889.825 | 23.5743 | 2864.4058 | 1237.2344 | 1893.8975 | 6.6398 | 51.888 | 0.0088042 | 1.5352 | 3.8974 | 4117.2671 | 0.78229 | 3923.0525
128 | E-EAW-TOU-FC-FP-WC-OFF0 | 31.5 | 1.6 | 469.2096 | 0.31804 | 0.67934 | 0.8097 | 0.672 | 1 | 596.65 | 596.65 | 1821 | 924.175 | 23.5426 | 3248.2646 | 1236.3966 | 1893.8138 | 6.6624 | 52.6933 | 0.0088096 | 1.5027 | 3.8972 | 4117.2671 | 0.78155 | 3938.3448
129 | E-EAW-TOU-FC-FP-WC-OFF0 | 31.5 | 0.8 | 439.4074 | 0.29784 | 0.67992 | 0.75835 | 0.56151 | 1 | 593.425 | 593.425 | 1821 | 998.05 | 23.5037 | 4213.4229 | 1239.6886 | 1893.6211 | 6.7015 | 54.102 | 0.0087866 | 1.4165 | 3.8979 | 4117.2671 | 0.77997 | 3972.546
130 | E-EAW-TOU-FC-FP-WC-OFF | 24.5 | 1.85 | 549.8516 | 0.3727 | 0.67557 | 0.72853 | 0.58552 | 1 | 619.2 | 619.2 | 1821 | 725.625 | 23.8431 | 4427.5842 | 1287.7278 | 1896.9927 | 6.4183 | 53.0198 | 0.0084558 | 1.394 | 3.8881 | 4117.2671 | 0.79003 | 3758.3079
131 | E-EAW-TOU-FC-FP-WC-OFF | 24.5 | 1.25 | 536.7122 | 0.3638 | 0.67562 | 0.70662 | 0.55367 | 1 | 618.625 | 618.625 | 1821 | 748.8 | 23.8369 | 4778.3758 | 1288.5347 | 1896.9631 | 6.4305 | 53.7793 | 0.0084509 | 1.3714 | 3.8885 | 4117.2671 | 0.78876 | 3787.1071
132 | E-EAW-TOU-FC-FP-WC-OFF | 24.5 | 0.6 | 503.1894 | 0.34108 | 0.67592 | 0.6662 | 0.43673 | 1 | 616.6 | 616.6 | 1821 | 819.575 | 23.8097 | 5662.5338 | 1293.0699 | 1896.9501 | 6.4562 | 55.6254 | 0.0084197 | 1.3025 | 3.8874 | 4117.2671 | 0.78559 | 3857.3864
133 | E-EAW-TOU-FC-FP-WC-OFF | 18 | 1.35 | 631.5635 | 0.42809 | 0.67229 | 0.58731 | 0.45391 | 1 | 638.325 | 638.325 | 1821 | 530.1 | 24.0956 | 6403.1549 | 1343.9109 | 1899.5467 | 6.2213 | 53.9615 | 0.0080998 | 1.2579 | 3.8806 | 4117.2671 | 0.79818 | 3586.6272
134 | E-EAW-TOU-FC-FP-WC-OFF | 18 | 0.9 | 615.8553 | 0.41744 | 0.6723 | 0.57155 | 0.41144 | 1 | 638.225 | 638.225 | 1821 | 558.925 | 24.0944 | 6736.5304 | 1345.0881 | 1899.6502 | 6.2304 | 55.1463 | 0.0080927 | 1.24 | 3.8803 | 4117.2671 | 0.7959 | 3637.4745
135 | E-EAW-TOU-FC-FP-WC-OFF | 18 | 0.45 | 579.9677 | 0.39312 | 0.67254 | 0.54309 | 0.30388 | 1 | 636.55 | 636.55 | 1821 | 638.525 | 24.075 | 7464.0867 | 1350.8071 | 1899.5508 | 6.2468 | 57.7632 | 0.0080583 | 1.1879 | 3.8804 | 4117.2671 | 0.79205 | 3723.0254
136 | E-EAW-TOU-FC-FP-WC-R100 | 45 | 3.4 | 448.7694 | 0.30273 | 0.67821 | 0.88719 | 0.41938 | #NAME? | 280.175 | 280.175 | 1024.225 | 1023.775 | 10.398 | 15313.0107 | 967.353 | 974.8006 | 6.8057 | 81.9417 | 0.02929 | 1.4529 | 4.1159 | 27109.1227 | 0.89404 | 3762.218
137 | E-EAW-TOU-FC-FP-WC-R100 | 45 | 2.25 | 429.3785 | 0.28965 | 0.67781 | 0.85236 | 0.3942 | #NAME? | 280.975 | 280.975 | 1024.225 | 1091.85 | 10.3988 | 16176.8809 | 962.522 | 974.8953 | 6.7831 | 84.025 | 0.029424 | 1.4429 | 4.1125 | 27107.7268 | 0.89421 | 3755.387
138 | E-EAW-TOU-FC-FP-WC-R100 | 45 | 1.15 | 387.5088 | 0.2614 | 0.67711 | 0.7777 | 0.33842 | #NAME? | 282.65 | 282.65 | 1024.225 | 1207.2 | 10.3898 | 18054.6674 | 965.3968 | 975.2523 | 6.7331 | 86.8828 | 0.029308 | 1.3835 | 4.1073 | 27074.9844 | 0.89348 | 3780.711
139 | E-EAW-TOU-FC-FP-WC-R100 | 38 | 2.85 | 487.8112 | 0.32907 | 0.67531 | 0.84096 | 0.36926 | #NAME? | 287.125 | 287.125 | 1024.225 | 947.575 | 10.4661 | 16869.0057 | 976.2358 | 975.6551 | 6.6329 | 84.2603 | 0.029011 | 1.3917 | 4.096 | 27090.1858 | 0.89615 | 3676.8025
140 | E-EAW-TOU-FC-FP-WC-R100 | 38 | 1.9 | 467.6273 | 0.31545 | 0.67506 | 0.80427 | 0.34837 | #NAME? | 288.625 | 288.625 | 1024.225 | 1023.125 | 10.4695 | 17635.3179 | 971.5858 | 975.8808 | 6.618 | 86.4087 | 0.029139 | 1.3878 | 4.1034 | 27081.803 | 0.89626 | 3672.9186
141 | E-EAW-TOU-FC-FP-WC-R100 | 38 | 0.95 | 419.5088 | 0.28299 | 0.67495 | 0.73309 | 0.29254 | #NAME? | 288.5 | 288.5 | 1024.225 | 1129.55 | 10.4561 | 19489.2035 | 972.9246 | 975.8488 | 6.6066 | 89.4734 | 0.029069 | 1.3319 | 4.101 | 27049.5581 | 0.89464 | 3732.8106
142 | E-EAW-TOU-FC-FP-WC-R100 | 31.5 | 2.35 | 533.5898 | 0.35995 | 0.67227 | 0.78017 | 0.32004 | #NAME? | 295.675 | 295.675 | 1024.225 | 828.9 | 10.5633 | 18497.6489 | 992.9332 | 976.6777 | 6.4389 | 85.9959 | 0.028528 | 1.3387 | 4.0889 | 27064.6279 | 0.89851 | 3583.1414
143 | E-EAW-TOU-FC-FP-WC-R100 | 31.5 | 1.6 | 514.2304 | 0.34689 | 0.67213 | 0.74945 | 0.30332 | #NAME? | 296.575 | 296.575 | 1024.225 | 897.675 | 10.5762 | 19118.6632 | 989.4231 | 976.6755 | 6.4366 | 87.7204 | 0.028619 | 1.3315 | 4.0956 | 27055.1874 | 0.8982 | 3595.1422
144 | E-EAW-TOU-FC-FP-WC-R100 | 31.5 | 0.8 | 459.1733 | 0.30975 | 0.67195 | 0.6814 | 0.24922 | #NAME? | 297.025 | 297.025 | 1024.225 | 1031.7 | 10.5756 | 20905.8927 | 988.6901 | 976.787 | 6.4287 | 91.5435 | 0.028607 | 1.285 | 4.0973 | 27019.6715 | 0.89597 | 3679.6522
145 | E-EAW-TOU-FC-FP-WC-R10 | 24.5 | 1.85 | 599.7096 | 0.40455 | 0.66925 | 0.69701 | 0.2635 | #NAME? | 305.125 | 305.125 | 1024.225 | 670.025 | 10.6846 | 20456.6198 | 1017.0625 | 977.6524 | 6.2363 | 87.4534 | 0.027866 | 1.2775 | 4.091 | 27030.6904 | 0.90238 | 3431.4459
146 | E-EAW-TOU-FC-FP-WC-R10 | 24.5 | 1.25 | 578.037 | 0.38993 | 0.66896 | 0.66668 | 0.24873 | #NAME? | 305.45 | 305.45 | 1024.225 | 735.05 | 10.6859 | 21022.758 | 1013.5938 | 977.7443 | 6.234 | 89.0975 | 0.027944 | 1.2696 | 4.0867 | 27021.4313 | 0.90115 | 3478.1215
147 | E-EAW-TOU-FC-FP-WC-R10 | 24.5 | 0.6 | 505.7792 | 0.34119 | 0.66897 | 0.60487 | 0.18938 | #NAME? | 305.8 | 305.8 | 1024.225 | 886.375 | 10.6786 | 22896.3923 | 1010.6099 | 977.7909 | 6.2323 | 94.4507 | 0.027989 | 1.2246 | 4.0889 | 26984.0982 | 0.89753 | 3616.0865
148 | E-EAW-TOU-FC-FP-WC-R10 | 18 | 1.35 | 677.8135 | 0.45724 | 0.66626 | 0.59316 | 0.19851 | #NAME? | 313.5 | 313.5 | 1024.225 | 489.75 | 10.7967 | 22749.3021 | 1046.5184 | 978.4953 | 6.0359 | 89.1403 | 0.027082 | 1.2123 | 4.0863 | 26979.7272 | 0.90667 | 3262.0357
149 | E-EAW-TOU-FC-FP-WC-R10 | 18 | 0.9 | 652.8411 | 0.44039 | 0.66613 | 0.56691 | 0.18428 | #NAME? | 313.8 | 313.8 | 1024.225 | 551.75 | 10.797 | 23282.1137 | 1043.2322 | 978.5431 | 6.041 | 91.0693 | 0.027161 | 1.2052 | 4.0852 | 26979.0952 | 0.90449 | 3345.9519
150 | E-EAW-TOU-FC-FP-WC-R10 | 18 | 0.45 | 572.045 | 0.38589 | 0.66594 | 0.51373 | 0.13269 | #NAME? | 314.25 | 314.25 | 1024.225 | 721.125 | 10.7876 | 24906.3955 | 1043.6009 | 978.5458 | 6.0359 | 96.6919 | 0.027122 | 1.1621 | 4.0859 | 26945.6475 | 0.89924 | 3547.2392
151 | E-EAW-TOU-FC-FP-WC-R600 | 45 | 3.4 | 417.5248 | 0.28301 | 0.67771 | 0.87151 | 0.48473 | #NAME? | 336.075 | 336.075 | 1166.025 | 1075.975 | 12.3124 | 9512.7882 | 996.1026 | 1121.3052 | 6.7036 | 64.9966 | 0.02141 | 1.4498 | 4.0304 | 18974.1105 | 0.86621 | 3786.5646
152 | E-EAW-TOU-FC-FP-WC-R600 | 45 | 2.25 | 399.5182 | 0.2708 | 0.6775 | 0.83751 | 0.45379 | #NAME? | 336.875 | 336.875 | 1166.025 | 1146.625 | 12.3008 | 10291.5705 | 992.5284 | 1121.5122 | 6.6883 | 66.7637 | 0.021471 | 1.4322 | 4.0308 | 18960.9393 | 0.86683 | 3764.5859
153 | E-EAW-TOU-FC-FP-WC-R600 | 45 | 1.15 | 360.1842 | 0.24414 | 0.67658 | 0.75984 | 0.38476 | #NAME? | 339.475 | 339.475 | 1166.025 | 1269.725 | 12.3067 | 12031.3479 | 996.94 | 1121.8622 | 6.6272 | 69.3559 | 0.021337 | 1.364 | 4.0273 | 18915.5308 | 0.86632 | 3775.0777
154 | E-EAW-TOU-FC-FP-WC-R600 | 38 | 2.85 | 457.0953 | 0.30983 | 0.6752 | 0.82619 | 0.42699 | #NAME? | 344.375 | 344.375 | 1166.025 | 993.75 | 12.3934 | 10813.5233 | 1008.5614 | 1122.3712 | 6.5501 | 66.6032 | 0.021125 | 1.3825 | 4.0238 | 18936.756 | 0.86915 | 3687.717
155 | E-EAW-TOU-FC-FP-WC-R600 | 38 | 1.9 | 437.1864 | 0.29634 | 0.67478 | 0.78558 | 0.40091 | #NAME? | 345.775 | 345.775 | 1166.025 | 1060.7 | 12.4006 | 11564.5533 | 1005.5987 | 1122.5527 | 6.5292 | 68.4475 | 0.021172 | 1.3712 | 4.0251 | 18922.3758 | 0.86903 | 3690.3707
156 | E-EAW-TOU-FC-FP-WC-R600 | 38 | 0.95 | 392.3142 | 0.26592 | 0.67442 | 0.70772 | 0.33374 | #NAME? | 346.625 | 346.625 | 1166.025 | 1195.9 | 12.385 | 13278.3127 | 1006.1003 | 1122.6918 | 6.5062 | 71.4133 | 0.02113 | 1.3142 | 4.0226 | 18890.0284 | 0.86763 | 3730.9802
157 | E-EAW-TOU-FC-FP-WC-R600 | 31.5 | 2.35 | 501.2936 | 0.33979 | 0.67219 | 0.76455 | 0.36771 | #NAME? | 354.35 | 354.35 | 1166.025 | 877.925 | 12.5117 | 12268.5237 | 1028.8072 | 1123.5386 | 6.3606 | 67.9207 | 0.020696 | 1.3186 | 4.017 | 18896.6705 | 0.87236 | 3581.5631
158 | E-EAW-TOU-FC-FP-WC-R600 | 31.5 | 1.6 | 482.5986 | 0.32712 | 0.67211 | 0.73241 | 0.34643 | #NAME? | 354.425 | 354.425 | 1166.025 | 951.7 | 12.4995 | 12876.2302 | 1024.7208 | 1123.5919 | 6.3617 | 69.5009 | 0.020769 | 1.3103 | 4.0162 | 18892.3546 | 0.87161 | 3604.8699
159 | E-EAW-TOU-FC-FP-WC-R600 | 31.5 | 0.8 | 433.5099 | 0.29384 | 0.67195 | 0.65894 | 0.28546 | #NAME? | 354.775 | 354.775 | 1166.025 | 1072.1 | 12.4839 | 14448.8005 | 1022.7968 | 1123.7229 | 6.3542 | 72.6991 | 0.020771 | 1.2656 | 4.0135 | 18856.3846 | 0.86946 | 3668.6561
160 | E-EAW-TOU-FC-FP-WC-R60 | 24.5 | 1.85 | 567.808 | 0.38488 | 0.66923 | 0.68471 | 0.30025 | #NAME? | 364.5 | 364.5 | 1166.025 | 708.325 | 12.6377 | 14006.482 | 1054.5495 | 1124.7452 | 6.1638 | 69.2928 | 0.020186 | 1.2561 | 4.0114 | 18859.4179 | 0.87631 | 3453.2396
161 | E-EAW-TOU-FC-FP-WC-R60 | 24.5 | 1.25 | 545.6223 | 0.36984 | 0.66919 | 0.65235 | 0.28121 | #NAME? | 364.425 | 364.425 | 1166.025 | 777.575 | 12.6225 | 14576.9635 | 1051.1525 | 1124.8355 | 6.1693 | 70.7268 | 0.02024 | 1.2457 | 4.0094 | 18852.2829 | 0.87514 | 3489.2477
162 | E-EAW-TOU-FC-FP-WC-R60 | 24.5 | 0.6 | 488.4497 | 0.33108 | 0.66898 | 0.59048 | 0.21985 | #NAME? | 364.8 | 364.8 | 1166.025 | 901.5 | 12.6123 | 16052.9196 | 1048.5529 | 1124.865 | 6.1679 | 74.476 | 0.020244 | 1.2055 | 4.0069 | 18806.3591 | 0.8711 | 3611.8752
163 | E-EAW-TOU-FC-FP-WC-R60 | 18 | 1.35 | 651.812 | 0.44182 | 0.66646 | 0.58095 | 0.22837 | #NAME? | 373.675 | 373.675 | 1166.025 | 508.875 | 12.7382 | 16002.828 | 1086.4284 | 1125.7841 | 5.9723 | 70.5358 | 0.019588 | 1.1888 | 4.0029 | 18816.7889 | 0.88116 | 3295.9726
164 | E-EAW-TOU-FC-FP-WC-R60 | 18 | 0.9 | 626.1305 | 0.42441 | 0.66631 | 0.54819 | 0.2128 | #NAME? | 374.275 | 374.275 | 1166.025 | 583 | 12.7421 | 16520.286 | 1082.4416 | 1125.8096 | 5.9804 | 72.1797 | 0.01965 | 1.1821 | 4.0036 | 18809.8887 | 0.87925 | 3355.6415
165 | E-EAW-TOU-FC-FP-WC-R60 | 18 | 0.45 | 560.9016 | 0.38019 | 0.66639 | 0.49501 | 0.16031 | #NAME? | 374 | 374 | 1166.025 | 735.575 | 12.7237 | 17766.1125 | 1083.2829 | 1125.8378 | 5.9866 | 75.5826 | 0.01958 | 1.1443 | 4.0029 | 18745.7012 | 0.87463 | 3492.996
166 | ------ | 0 | 0 | #DIV/0! | #DIV/0! | #DIV/0! | #DIV/0! | #DIV/0! | 1 | 0 | 0 | 0 | 0 | 0 | 0 | 0 | 0 | #DIV/0! | #DIV/0! | #DIV/0! | #DIV/0! | #DIV/0! | 0 | #DIV/0! | 0
167 | ------ | 0 | 0 | #DIV/0! | #DIV/0! | #DIV/0! | #DIV/0! | #DIV/0! | 1 | 0 | 0 | 0 | 0 | 0 | 0 | 0 | 0 | #DIV/0! | #DIV/0! | #DIV/0! | #DIV/0! | #DIV/0! | 0 | #DIV/0! | 0
168 | ------ | 0 | 0 | #DIV/0! | #DIV/0! | #DIV/0! | #DIV/0! | #DIV/0! | 1 | 0 | 0 | 0 | 0 | 0 | 0 | 0 | 0 | #DIV/0! | #DIV/0! | #DIV/0! | #DIV/0! | #DIV/0! | 0 | #DIV/0! | 0
169 | ------ | 0 | 0 | #DIV/0! | #DIV/0! | #DIV/0! | #DIV/0! | #DIV/0! | 1 | 0 | 0 | 0 | 0 | 0 | 0 | 0 | 0 | #DIV/0! | #DIV/0! | #DIV/0! | #DIV/0! | #DIV/0! | 0 | #DIV/0! | 0
170 | ------ | 0 | 0 | #DIV/0! | #DIV/0! | #DIV/0! | #DIV/0! | #DIV/0! | 1 | 0 | 0 | 0 | 0 | 0 | 0 | 0 | 0 | #DIV/0! | #DIV/0! | #DIV/0! | #DIV/0! | #DIV/0! | 0 | #DIV/0! | 0
171 | ------ | 0 | 0 | #DIV/0! | #DIV/0! | #DIV/0! | #DIV/0! | #DIV/0! | 1 | 0 | 0 | 0 | 0 | 0 | 0 | 0 | 0 | #DIV/0! | #DIV/0! | #DIV/0! | #DIV/0! | #DIV/0! | 0 | #DIV/0! | 0
172 | ------ | 0 | 0 | #DIV/0! | #DIV/0! | #DIV/0! | #DIV/0! | #DIV/0! | 1 | 0 | 0 | 0 | 0 | 0 | 0 | 0 | 0 | #DIV/0! | #DIV/0! | #DIV/0! | #DIV/0! | #DIV/0! | 0 | #DIV/0! | 0
173 | ------ | 0 | 0 | #DIV/0! | #DIV/0! | #DIV/0! | #DIV/0! | #DIV/0! | 1 | 0 | 0 | 0 | 0 | 0 | 0 | 0 | 0 | #DIV/0! | #DIV/0! | #DIV/0! | #DIV/0! | #DIV/0! | 0 | #DIV/0! | 0
174 | ------ | 0 | 0 | #DIV/0! | #DIV/0! | #DIV/0! | #DIV/0! | #DIV/0! | 1 | 0 | 0 | 0 | 0 | 0 | 0 | 0 | 0 | #DIV/0! | #DIV/0! | #DIV/0! | #DIV/0! | #DIV/0! | 0 | #DIV/0! | 0
175 | ------ | 0 | 0 | #DIV/0! | #DIV/0! | #DIV/0! | #DIV/0! | #DIV/0! | 1 | 0 | 0 | 0 | 0 | 0 | 0 | 0 | 0 | #DIV/0! | #DIV/0! | #DIV/0! | #DIV/0! | #DIV/0! | 0 | #DIV/0! | 0
176 | ------ | 0 | 0 | #DIV/0! | #DIV/0! | #DIV/0! | #DIV/0! | #DIV/0! | 1 | 0 | 0 | 0 | 0 | 0 | 0 | 0 | 0 | #DIV/0! | #DIV/0! | #DIV/0! | #DIV/0! | #DIV/0! | 0 | #DIV/0! | 0
177 | ------ | 0 | 0 | #DIV/0! | #DIV/0! | #DIV/0! | #DIV/0! | #DIV/0! | 1 | 0 | 0 | 0 | 0 | 0 | 0 | 0 | 0 | #DIV/0! | #DIV/0! | #DIV/0! | #DIV/0! | #DIV/0! | 0 | #DIV/0! | 0
178 | ------ | 0 | 0 | #DIV/0! | #DIV/0! | #DIV/0! | #DIV/0! | #DIV/0! | 1 | 0 | 0 | 0 | 0 | 0 | 0 | 0 | 0 | #DIV/0! | #DIV/0! | #DIV/0! | #DIV/0! | #DIV/0! | 0 | #DIV/0! | 0
179 | ------ | 0 | 0 | #DIV/0! | #DIV/0! | #DIV/0! | #DIV/0! | #DIV/0! | 1 | 0 | 0 | 0 | 0 | 0 | 0 | 0 | 0 | #DIV/0! | #DIV/0! | #DIV/0! | #DIV/0! | #DIV/0! | 0 | #DIV/0! | 0
180 | ------ | 0 | 0 | #DIV/0! | #DIV/0! | #DIV/0! | #DIV/0! | #DIV/0! | 1 | 0 | 0 | 0 | 0 | 0 | 0 | 0 | 0 | #DIV/0! | #DIV/0! | #DIV/0! | #DIV/0! | #DIV/0! | 0 | #DIV/0! | 0
181 | ------ | 0 | 0 | #DIV/0! | #DIV/0! | #DIV/0! | #DIV/0! | #DIV/0! | 1 | 0 | 0 | 0 | 0 | 0 | 0 | 0 | 0 | #DIV/0! | #DIV/0! | #DIV/0! | #DIV/0! | #DIV/0! | 0 | #DIV/0! | 0
182 | ------ | 0 | 0 | #DIV/0! | #DIV/0! | #DIV/0! | #DIV/0! | #DIV/0! | 1 | 0 | 0 | 0 | 0 | 0 | 0 | 0 | 0 | #DIV/0! | #DIV/0! | #DIV/0! | #DIV/0! | #DIV/0! | 0 | #DIV/0! | 0
183 | ------ | 0 | 0 | #DIV/0! | #DIV/0! | #DIV/0! | #DIV/0! | #DIV/0! | 1 | 0 | 0 | 0 | 0 | 0 | 0 | 0 | 0 | #DIV/0! | #DIV/0! | #DIV/0! | #DIV/0! | #DIV/0! | 0 | #DIV/0! | 0
184 | ------ | 0 | 0 | #DIV/0! | #DIV/0! | #DIV/0! | #DIV/0! | #DIV/0! | 1 | 0 | 0 | 0 | 0 | 0 | 0 | 0 | 0 | #DIV/0! | #DIV/0! | #DIV/0! | #DIV/0! | #DIV/0! | 0 | #DIV/0! | 0
185 | ------ | 0 | 0 | #DIV/0! | #DIV/0! | #DIV/0! | #DIV/0! | #DIV/0! | 1 | 0 | 0 | 0 | 0 | 0 | 0 | 0 | 0 | #DIV/0! | #DIV/0! | #DIV/0! | #DIV/0! | #DIV/0! | 0 | #DIV/0! | 0
186 | ------ | 0 | 0 | #DIV/0! | #DIV/0! | #DIV/0! | #DIV/0! | #DIV/0! | 1 | 0 | 0 | 0 | 0 | 0 | 0 | 0 | 0 | #DIV/0! | #DIV/0! | #DIV/0! | #DIV/0! | #DIV/0! | 0 | #DIV/0! | 0
187 | ------ | 0 | 0 | #DIV/0! | #DIV/0! | #DIV/0! | #DIV/0! | #DIV/0! | 1 | 0 | 0 | 0 | 0 | 0 | 0 | 0 | 0 | #DIV/0! | #DIV/0! | #DIV/0! | #DIV/0! | #DIV/0! | 0 | #DIV/0! | 0
188 | ------ | 0 | 0 | #DIV/0! | #DIV/0! | #DIV/0! | #DIV/0! | #DIV/0! | 1 | 0 | 0 | 0 | 0 | 0 | 0 | 0 | 0 | #DIV/0! | #DIV/0! | #DIV/0! | #DIV/0! | #DIV/0! | 0 | #DIV/0! | 0
189 | ------ | 0 | 0 | #DIV/0! | #DIV/0! | #DIV/0! | #DIV/0! | #DIV/0! | 1 | 0 | 0 | 0 | 0 | 0 | 0 | 0 | 0 | #DIV/0! | #DIV/0! | #DIV/0! | #DIV/0! | #DIV/0! | 0 | #DIV/0! | 0
190 | ------ | 0 | 0 | #DIV/0! | #DIV/0! | #DIV/0! | #DIV/0! | #DIV/0! | 1 | 0 | 0 | 0 | 0 | 0 | 0 | 0 | 0 | #DIV/0! | #DIV/0! | #DIV/0! | #DIV/0! | #DIV/0! | 0 | #DIV/0! | 0
191 | ------ | 0 | 0 | #DIV/0! | #DIV/0! | #DIV/0! | #DIV/0! | #DIV/0! | 1 | 0 | 0 | 0 | 0 | 0 | 0 | 0 | 0 | #DIV/0! | #DIV/0! | #DIV/0! | #DIV/0! | #DIV/0! | 0 | #DIV/0! | 0
192 | ------ | 0 | 0 | #DIV/0! | #DIV/0! | #DIV/0! | #DIV/0! | #DIV/0! | 1 | 0 | 0 | 0 | 0 | 0 | 0 | 0 | 0 | #DIV/0! | #DIV/0! | #DIV/0! | #DIV/0! | #DIV/0! | 0 | #DIV/0! | 0
193 | ------ | 0 | 0 | #DIV/0! | #DIV/0! | #DIV/0! | #DIV/0! | #DIV/0! | 1 | 0 | 0 | 0 | 0 | 0 | 0 | 0 | 0 | #DIV/0! | #DIV/0! | #DIV/0! | #DIV/0! | #DIV/0! | 0 | #DIV/0! | 0
194 | ------ | 0 | 0 | #DIV/0! | #DIV/0! | #DIV/0! | #DIV/0! | #DIV/0! | 1 | 0 | 0 | 0 | 0 | 0 | 0 | 0 | 0 | #DIV/0! | #DIV/0! | #DIV/0! | #DIV/0! | #DIV/0! | 0 | #DIV/0! | 0
195 | ------ | 0 | 0 | #DIV/0! | #DIV/0! | #DIV/0! | #DIV/0! | #DIV/0! | 1 | 0 | 0 | 0 | 0 | 0 | 0 | 0 | 0 | #DIV/0! | #DIV/0! | #DIV/0! | #DIV/0! | #DIV/0! | 0 | #DIV/0! | 0
196 | ------ | 0 | 0 | #DIV/0! | #DIV/0! | #DIV/0! | #DIV/0! | #DIV/0! | 1 | 0 | 0 | 0 | 0 | 0 | 0 | 0 | 0 | #DIV/0! | #DIV/0! | #DIV/0! | #DIV/0! | #DIV/0! | 0 | #DIV/0! | 0
197 | ------ | 0 | 0 | #DIV/0! | #DIV/0! | #DIV/0! | #DIV/0! | #DIV/0! | 1 | 0 | 0 | 0 | 0 | 0 | 0 | 0 | 0 | #DIV/0! | #DIV/0! | #DIV/0! | #DIV/0! | #DIV/0! | 0 | #DIV/0! | 0
198 | ------ | 0 | 0 | #DIV/0! | #DIV/0! | #DIV/0! | #DIV/0! | #DIV/0! | 1 | 0 | 0 | 0 | 0 | 0 | 0 | 0 | 0 | #DIV/0! | #DIV/0! | #DIV/0! | #DIV/0! | #DIV/0! | 0 | #DIV/0! | 0
199 | ------ | 0 | 0 | #DIV/0! | #DIV/0! | #DIV/0! | #DIV/0! | #DIV/0! | 1 | 0 | 0 | 0 | 0 | 0 | 0 | 0 | 0 | #DIV/0! | #DIV/0! | #DIV/0! | #DIV/0! | #DIV/0! | 0 | #DIV/0! | 0
200 | ------ | 0 | 0 | #DIV/0! | #DIV/0! | #DIV/0! | #DIV/0! | #DIV/0! | 1 | 0 | 0 | 0 | 0 | 0 | 0 | 0 | 0 | #DIV/0! | #DIV/0! | #DIV/0! | #DIV/0! | #DIV/0! | 0 | #DIV/0! | 0
201 | ------ | 0 | 0 | #DIV/0! | #DIV/0! | #DIV/0! | #DIV/0! | #DIV/0! | 1 | 0 | 0 | 0 | 0 | 0 | 0 | 0 | 0 | #DIV/0! | #DIV/0! | #DIV/0! | #DIV/0! | #DIV/0! | 0 | #DIV/0! | 0
202 | ------ | 0 | 0 | #DIV/0! | #DIV/0! | #DIV/0! | #DIV/0! | #DIV/0! | 1 | 0 | 0 | 0 | 0 | 0 | 0 | 0 | 0 | #DIV/0! | #DIV/0! | #DIV/0! | #DIV/0! | #DIV/0! | 0 | #DIV/0! | 0
203 | ------ | 0 | 0 | #DIV/0! | #DIV/0! | #DIV/0! | #DIV/0! | #DIV/0! | 1 | 0 | 0 | 0 | 0 | 0 | 0 | 0 | 0 | #DIV/0! | #DIV/0! | #DIV/0! | #DIV/0! | #DIV/0! | 0 | #DIV/0! | 0
204 | ------ | 0 | 0 | #DIV/0! | #DIV/0! | #DIV/0! | #DIV/0! | #DIV/0! | 1 | 0 | 0 | 0 | 0 | 0 | 0 | 0 | 0 | #DIV/0! | #DIV/0! | #DIV/0! | #DIV/0! | #DIV/0! | 0 | #DIV/0! | 0
205 | ------ | 0 | 0 | #DIV/0! | #DIV/0! | #DIV/0! | #DIV/0! | #DIV/0! | 1 | 0 | 0 | 0 | 0 | 0 | 0 | 0 | 0 | #DIV/0! | #DIV/0! | #DIV/0! | #DIV/0! | #DIV/0! | 0 | #DIV/0! | 0
206 | ------ | 0 | 0 | #DIV/0! | #DIV/0! | #DIV/0! | #DIV/0! | #DIV/0! | 1 | 0 | 0 | 0 | 0 | 0 | 0 | 0 | 0 | #DIV/0! | #DIV/0! | #DIV/0! | #DIV/0! | #DIV/0! | 0 | #DIV/0! | 0
207 | ------ | 0 | 0 | #DIV/0! | #DIV/0! | #DIV/0! | #DIV/0! | #DIV/0! | 1 | 0 | 0 | 0 | 0 | 0 | 0 | 0 | 0 | #DIV/0! | #DIV/0! | #DIV/0! | #DIV/0! | #DIV/0! | 0 | #DIV/0! | 0
208 | ------ | 0 | 0 | #DIV/0! | #DIV/0! | #DIV/0! | #DIV/0! | #DIV/0! | 1 | 0 | 0 | 0 | 0 | 0 | 0 | 0 | 0 | #DIV/0! | #DIV/0! | #DIV/0! | #DIV/0! | #DIV/0! | 0 | #DIV/0! | 0
209 | ------ | 0 | 0 | #DIV/0! | #DIV/0! | #DIV/0! | #DIV/0! | #DIV/0! | 1 | 0 | 0 | 0 | 0 | 0 | 0 | 0 | 0 | #DIV/0! | #DIV/0! | #DIV/0! | #DIV/0! | #DIV/0! | 0 | #DIV/0! | 0
210 | ------ | 0 | 0 | #DIV/0! | #DIV/0! | #DIV/0! | #DIV/0! | #DIV/0! | 1 | 0 | 0 | 0 | 0 | 0 | 0 | 0 | 0 | #DIV/0! | #DIV/0! | #DIV/0! | #DIV/0! | #DIV/0! | 0 | #DIV/0! | 0
211 | ------ | 0 | 0 | #DIV/0! | #DIV/0! | #DIV/0! | #DIV/0! | #DIV/0! | 1 | 0 | 0 | 0 | 0 | 0 | 0 | 0 | 0 | #DIV/0! | #DIV/0! | #DIV/0! | #DIV/0! | #DIV/0! | 0 | #DIV/0! | 0
212 | ------ | 0 | 0 | #DIV/0! | #DIV/0! | #DIV/0! | #DIV/0! | #DIV/0! | 1 | 0 | 0 | 0 | 0 | 0 | 0 | 0 | 0 | #DIV/0! | #DIV/0! | #DIV/0! | #DIV/0! | #DIV/0! | 0 | #DIV/0! | 0
213 | ------ | 0 | 0 | #DIV/0! | #DIV/0! | #DIV/0! | #DIV/0! | #DIV/0! | 1 | 0 | 0 | 0 | 0 | 0 | 0 | 0 | 0 | #DIV/0! | #DIV/0! | #DIV/0! | #DIV/0! | #DIV/0! | 0 | #DIV/0! | 0
214 | ------ | 0 | 0 | #DIV/0! | #DIV/0! | #DIV/0! | #DIV/0! | #DIV/0! | 1 | 0 | 0 | 0 | 0 | 0 | 0 | 0 | 0 | #DIV/0! | #DIV/0! | #DIV/0! | #DIV/0! | #DIV/0! | 0 | #DIV/0! | 0
215 | ------ | 0 | 0 | #DIV/0! | #DIV/0! | #DIV/0! | #DIV/0! | #DIV/0! | 1 | 0 | 0 | 0 | 0 | 0 | 0 | 0 | 0 | #DIV/0! | #DIV/0! | #DIV/0! | #DIV/0! | #DIV/0! | 0 | #DIV/0! | 0
216 | ------ | 0 | 0 | #DIV/0! | #DIV/0! | #DIV/0! | #DIV/0! | #DIV/0! | 1 | 0 | 0 | 0 | 0 | 0 | 0 | 0 | 0 | #DIV/0! | #DIV/0! | #DIV/0! | #DIV/0! | #DIV/0! | 0 | #DIV/0! | 0
217 | ------ | 0 | 0 | #DIV/0! | #DIV/0! | #DIV/0! | #DIV/0! | #DIV/0! | 1 | 0 | 0 | 0 | 0 | 0 | 0 | 0 | 0 | #DIV/0! | #DIV/0! | #DIV/0! | #DIV/0! | #DIV/0! | 0 | #DIV/0! | 0
218 | ------ | 0 | 0 | #DIV/0! | #DIV/0! | #DIV/0! | #DIV/0! | #DIV/0! | 1 | 0 | 0 | 0 | 0 | 0 | 0 | 0 | 0 | #DIV/0! | #DIV/0! | #DIV/0! | #DIV/0! | #DIV/0! | 0 | #DIV/0! | 0
219 | ------ | 0 | 0 | #DIV/0! | #DIV/0! | #DIV/0! | #DIV/0! | #DIV/0! | 1 | 0 | 0 | 0 | 0 | 0 | 0 | 0 | 0 | #DIV/0! | #DIV/0! | #DIV/0! | #DIV/0! | #DIV/0! | 0 | #DIV/0! | 0
220 | ------ | 0 | 0 | #DIV/0! | #DIV/0! | #DIV/0! | #DIV/0! | #DIV/0! | 1 | 0 | 0 | 0 | 0 | 0 | 0 | 0 | 0 | #DIV/0! | #DIV/0! | #DIV/0! | #DIV/0! | #DIV/0! | 0 | #DIV/0! | 0
221 | ------ | 0 | 0 | #DIV/0! | #DIV/0! | #DIV/0! | #DIV/0! | #DIV/0! | 1 | 0 | 0 | 0 | 0 | 0 | 0 | 0 | 0 | #DIV/0! | #DIV/0! | #DIV/0! | #DIV/0! | #DIV/0! | 0 | #DIV/0! | 0
222 | ------ | 0 | 0 | #DIV/0! | #DIV/0! | #DIV/0! | #DIV/0! | #DIV/0! | 1 | 0 | 0 | 0 | 0 | 0 | 0 | 0 | 0 | #DIV/0! | #DIV/0! | #DIV/0! | #DIV/0! | #DIV/0! | 0 | #DIV/0! | 0
223 | ------ | 0 | 0 | #DIV/0! | #DIV/0! | #DIV/0! | #DIV/0! | #DIV/0! | 1 | 0 | 0 | 0 | 0 | 0 | 0 | 0 | 0 | #DIV/0! | #DIV/0! | #DIV/0! | #DIV/0! | #DIV/0! | 0 | #DIV/0! | 0
224 | ------ | 0 | 0 | #DIV/0! | #DIV/0! | #DIV/0! | #DIV/0! | #DIV/0! | 1 | 0 | 0 | 0 | 0 | 0 | 0 | 0 | 0 | #DIV/0! | #DIV/0! | #DIV/0! | #DIV/0! | #DIV/0! | 0 | #DIV/0! | 0
225 | ------ | 0 | 0 | #DIV/0! | #DIV/0! | #DIV/0! | #DIV/0! | #DIV/0! | 1 | 0 | 0 | 0 | 0 | 0 | 0 | 0 | 0 | #DIV/0! | #DIV/0! | #DIV/0! | #DIV/0! | #DIV/0! | 0 | #DIV/0! | 0
226 | ------ | 0 | 0 | #DIV/0! | #DIV/0! | #DIV/0! | #DIV/0! | #DIV/0! | 1 | 0 | 0 | 0 | 0 | 0 | 0 | 0 | 0 | #DIV/0! | #DIV/0! | #DIV/0! | #DIV/0! | #DIV/0! | 0 | #DIV/0! | 0
227 | ------ | 0 | 0 | #DIV/0! | #DIV/0! | #DIV/0! | #DIV/0! | #DIV/0! | 1 | 0 | 0 | 0 | 0 | 0 | 0 | 0 | 0 | #DIV/0! | #DIV/0! | #DIV/0! | #DIV/0! | #DIV/0! | 0 | #DIV/0! | 0
228 | ------ | 0 | 0 | #DIV/0! | #DIV/0! | #DIV/0! | #DIV/0! | #DIV/0! | 1 | 0 | 0 | 0 | 0 | 0 | 0 | 0 | 0 | #DIV/0! | #DIV/0! | #DIV/0! | #DIV/0! | #DIV/0! | 0 | #DIV/0! | 0
229 | ------ | 0 | 0 | #DIV/0! | #DIV/0! | #DIV/0! | #DIV/0! | #DIV/0! | 1 | 0 | 0 | 0 | 0 | 0 | 0 | 0 | 0 | #DIV/0! | #DIV/0! | #DIV/0! | #DIV/0! | #DIV/0! | 0 | #DIV/0! | 0
230 | ------ | 0 | 0 | #DIV/0! | #DIV/0! | #DIV/0! | #DIV/0! | #DIV/0! | 1 | 0 | 0 | 0 | 0 | 0 | 0 | 0 | 0 | #DIV/0! | #DIV/0! | #DIV/0! | #DIV/0! | #DIV/0! | 0 | #DIV/0! | 0
231 | ------ | 0 | 0 | #DIV/0! | #DIV/0! | #DIV/0! | #DIV/0! | #DIV/0! | 1 | 0 | 0 | 0 | 0 | 0 | 0 | 0 | 0 | #DIV/0! | #DIV/0! | #DIV/0! | #DIV/0! | #DIV/0! | 0 | #DIV/0! | 0
232 | ------ | 0 | 0 | #DIV/0! | #DIV/0! | #DIV/0! | #DIV/0! | #DIV/0! | 1 | 0 | 0 | 0 | 0 | 0 | 0 | 0 | 0 | #DIV/0! | #DIV/0! | #DIV/0! | #DIV/0! | #DIV/0! | 0 | #DIV/0! | 0
233 | ------ | 0 | 0 | #DIV/0! | #DIV/0! | #DIV/0! | #DIV/0! | #DIV/0! | 1 | 0 | 0 | 0 | 0 | 0 | 0 | 0 | 0 | #DIV/0! | #DIV/0! | #DIV/0! | #DIV/0! | #DIV/0! | 0 | #DIV/0! | 0
234 | ------ | 0 | 0 | #DIV/0! | #DIV/0! | #DIV/0! | #DIV/0! | #DIV/0! | 1 | 0 | 0 | 0 | 0 | 0 | 0 | 0 | 0 | #DIV/0! | #DIV/0! | #DIV/0! | #DIV/0! | #DIV/0! | 0 | #DIV/0! | 0
235 | ------ | 0 | 0 | #DIV/0! | #DIV/0! | #DIV/0! | #DIV/0! | #DIV/0! | 1 | 0 | 0 | 0 | 0 | 0 | 0 | 0 | 0 | #DIV/0! | #DIV/0! | #DIV/0! | #DIV/0! | #DIV/0! | 0 | #DIV/0! | 0
236 | ------ | 0 | 0 | #DIV/0! | #DIV/0! | #DIV/0! | #DIV/0! | #DIV/0! | 1 | 0 | 0 | 0 | 0 | 0 | 0 | 0 | 0 | #DIV/0! | #DIV/0! | #DIV/0! | #DIV/0! | #DIV/0! | 0 | #DIV/0! | 0
237 | ------ | 0 | 0 | #DIV/0! | #DIV/0! | #DIV/0! | #DIV/0! | #DIV/0! | 1 | 0 | 0 | 0 | 0 | 0 | 0 | 0 | 0 | #DIV/0! | #DIV/0! | #DIV/0! | #DIV/0! | #DIV/0! | 0 | #DIV/0! | 0
238 | ------ | 0 | 0 | #DIV/0! | #DIV/0! | #DIV/0! | #DIV/0! | #DIV/0! | 1 | 0 | 0 | 0 | 0 | 0 | 0 | 0 | 0 | #DIV/0! | #DIV/0! | #DIV/0! | #DIV/0! | #DIV/0! | 0 | #DIV/0! | 0
239 | ------ | 0 | 0 | #DIV/0! | #DIV/0! | #DIV/0! | #DIV/0! | #DIV/0! | 1 | 0 | 0 | 0 | 0 | 0 | 0 | 0 | 0 | #DIV/0! | #DIV/0! | #DIV/0! | #DIV/0! | #DIV/0! | 0 | #DIV/0! | 0
240 | ------ | 0 | 0 | #DIV/0! | #DIV/0! | #DIV/0! | #DIV/0! | #DIV/0! | 1 | 0 | 0 | 0 | 0 | 0 | 0 | 0 | 0 | #DIV/0! | #DIV/0! | #DIV/0! | #DIV/0! | #DIV/0! | 0 | #DIV/0! | 0
241 | ------ | 0 | 0 | #DIV/0! | #DIV/0! | #DIV/0! | #DIV/0! | #DIV/0! | 1 | 0 | 0 | 0 | 0 | 0 | 0 | 0 | 0 | #DIV/0! | #DIV/0! | #DIV/0! | #DIV/0! | #DIV/0! | 0 | #DIV/0! | 0
242 | ------ | 0 | 0 | #DIV/0! | #DIV/0! | #DIV/0! | #DIV/0! | #DIV/0! | 1 | 0 | 0 | 0 | 0 | 0 | 0 | 0 | 0 | #DIV/0! | #DIV/0! | #DIV/0! | #DIV/0! | #DIV/0! | 0 | #DIV/0! | 0
243 | ------ | 0 | 0 | #DIV/0! | #DIV/0! | #DIV/0! | #DIV/0! | #DIV/0! | 1 | 0 | 0 | 0 | 0 | 0 | 0 | 0 | 0 | #DIV/0! | #DIV/0! | #DIV/0! | #DIV/0! | #DIV/0! | 0 | #DIV/0! | 0
244 | ------ | 0 | 0 | #DIV/0! | #DIV/0! | #DIV/0! | #DIV/0! | #DIV/0! | 1 | 0 | 0 | 0 | 0 | 0 | 0 | 0 | 0 | #DIV/0! | #DIV/0! | #DIV/0! | #DIV/0! | #DIV/0! | 0 | #DIV/0! | 0
245 | ------ | 0 | 0 | #DIV/0! | #DIV/0! | #DIV/0! | #DIV/0! | #DIV/0! | 1 | 0 | 0 | 0 | 0 | 0 | 0 | 0 | 0 | #DIV/0! | #DIV/0! | #DIV/0! | #DIV/0! | #DIV/0! | 0 | #DIV/0! | 0
246 | ------ | 0 | 0 | #DIV/0! | #DIV/0! | #DIV/0! | #DIV/0! | #DIV/0! | 1 | 0 | 0 | 0 | 0 | 0 | 0 | 0 | 0 | #DIV/0! | #DIV/0! | #DIV/0! | #DIV/0! | #DIV/0! | 0 | #DIV/0! | 0
247 | ------ | 0 | 0 | #DIV/0! | #DIV/0! | #DIV/0! | #DIV/0! | #DIV/0! | 1 | 0 | 0 | 0 | 0 | 0 | 0 | 0 | 0 | #DIV/0! | #DIV/0! | #DIV/0! | #DIV/0! | #DIV/0! | 0 | #DIV/0! | 0
248 | ------ | 0 | 0 | #DIV/0! | #DIV/0! | #DIV/0! | #DIV/0! | #DIV/0! | 1 | 0 | 0 | 0 | 0 | 0 | 0 | 0 | 0 | #DIV/0! | #DIV/0! | #DIV/0! | #DIV/0! | #DIV/0! | 0 | #DIV/0! | 0
249 | ------ | 0 | 0 | #DIV/0! | #DIV/0! | #DIV/0! | #DIV/0! | #DIV/0! | 1 | 0 | 0 | 0 | 0 | 0 | 0 | 0 | 0 | #DIV/0! | #DIV/0! | #DIV/0! | #DIV/0! | #DIV/0! | 0 | #DIV/0! | 0
250 | ------ | 0 | 0 | #DIV/0! | #DIV/0! | #DIV/0! | #DIV/0! | #DIV/0! | 1 | 0 | 0 | 0 | 0 | 0 | 0 | 0 | 0 | #DIV/0! | #DIV/0! | #DIV/0! | #DIV/0! | #DIV/0! | 0 | #DIV/0! | 0
251 | ------ | 0 | 0 | #DIV/0! | #DIV/0! | #DIV/0! | #DIV/0! | #DIV/0! | 1 | 0 | 0 | 0 | 0 | 0 | 0 | 0 | 0 | #DIV/0! | #DIV/0! | #DIV/0! | #DIV/0! | #DIV/0! | 0 | #DIV/0! | 0
252 | ------ | 0 | 0 | #DIV/0! | #DIV/0! | #DIV/0! | #DIV/0! | #DIV/0! | 1 | 0 | 0 | 0 | 0 | 0 | 0 | 0 | 0 | #DIV/0! | #DIV/0! | #DIV/0! | #DIV/0! | #DIV/0! | 0 | #DIV/0! | 0
253 | ------ | 0 | 0 | #DIV/0! | #DIV/0! | #DIV/0! | #DIV/0! | #DIV/0! | 1 | 0 | 0 | 0 | 0 | 0 | 0 | 0 | 0 | #DIV/0! | #DIV/0! | #DIV/0! | #DIV/0! | #DIV/0! | 0 | #DIV/0! | 0
254 | ------ | 0 | 0 | #DIV/0! | #DIV/0! | #DIV/0! | #DIV/0! | #DIV/0! | 1 | 0 | 0 | 0 | 0 | 0 | 0 | 0 | 0 | #DIV/0! | #DIV/0! | #DIV/0! | #DIV/0! | #DIV/0! | 0 | #DIV/0! | 0
255 | ------ | 0 | 0 | #DIV/0! | #DIV/0! | #DIV/0! | #DIV/0! | #DIV/0! | 1 | 0 | 0 | 0 | 0 | 0 | 0 | 0 | 0 | #DIV/0! | #DIV/0! | #DIV/0! | #DIV/0! | #DIV/0! | 0 | #DIV/0! | 0
256 | ------ | 0 | 0 | #DIV/0! | #DIV/0! | #DIV/0! | #DIV/0! | #DIV/0! | 1 | 0 | 0 | 0 | 0 | 0 | 0 | 0 | 0 | #DIV/0! | #DIV/0! | #DIV/0! | #DIV/0! | #DIV/0! | 0 | #DIV/0! | 0
257 | ------ | 0 | 0 | #DIV/0! | #DIV/0! | #DIV/0! | #DIV/0! | #DIV/0! | 1 | 0 | 0 | 0 | 0 | 0 | 0 | 0 | 0 | #DIV/0! | #DIV/0! | #DIV/0! | #DIV/0! | #DIV/0! | 0 | #DIV/0! | 0
258 | ------ | 0 | 0 | #DIV/0! | #DIV/0! | #DIV/0! | #DIV/0! | #DIV/0! | 1 | 0 | 0 | 0 | 0 | 0 | 0 | 0 | 0 | #DIV/0! | #DIV/0! | #DIV/0! | #DIV/0! | #DIV/0! | 0 | #DIV/0! | 0
259 | ------ | 0 | 0 | #DIV/0! | #DIV/0! | #DIV/0! | #DIV/0! | #DIV/0! | 1 | 0 | 0 | 0 | 0 | 0 | 0 | 0 | 0 | #DIV/0! | #DIV/0! | #DIV/0! | #DIV/0! | #DIV/0! | 0 | #DIV/0! | 0
260 | ------ | 0 | 0 | #DIV/0! | #DIV/0! | #DIV/0! | #DIV/0! | #DIV/0! | 1 | 0 | 0 | 0 | 0 | 0 | 0 | 0 | 0 | #DIV/0! | #DIV/0! | #DIV/0! | #DIV/0! | #DIV/0! | 0 | #DIV/0! | 0
261 | ------ | 0 | 0 | #DIV/0! | #DIV/0! | #DIV/0! | #DIV/0! | #DIV/0! | 1 | 0 | 0 | 0 | 0 | 0 | 0 | 0 | 0 | #DIV/0! | #DIV/0! | #DIV/0! | #DIV/0! | #DIV/0! | 0 | #DIV/0! | 0
262 | ------ | 0 | 0 | #DIV/0! | #DIV/0! | #DIV/0! | #DIV/0! | #DIV/0! | 1 | 0 | 0 | 0 | 0 | 0 | 0 | 0 | 0 | #DIV/0! | #DIV/0! | #DIV/0! | #DIV/0! | #DIV/0! | 0 | #DIV/0! | 0
263 | ------ | 0 | 0 | #DIV/0! | #DIV/0! | #DIV/0! | #DIV/0! | #DIV/0! | 1 | 0 | 0 | 0 | 0 | 0 | 0 | 0 | 0 | #DIV/0! | #DIV/0! | #DIV/0! | #DIV/0! | #DIV/0! | 0 | #DIV/0! | 0
264 | ------ | 0 | 0 | #DIV/0! | #DIV/0! | #DIV/0! | #DIV/0! | #DIV/0! | 1 | 0 | 0 | 0 | 0 | 0 | 0 | 0 | 0 | #DIV/0! | #DIV/0! | #DIV/0! | #DIV/0! | #DIV/0! | 0 | #DIV/0! | 0
265 | ------ | 0 | 0 | #DIV/0! | #DIV/0! | #DIV/0! | #DIV/0! | #DIV/0! | 1 | 0 | 0 | 0 | 0 | 0 | 0 | 0 | 0 | #DIV/0! | #DIV/0! | #DIV/0! | #DIV/0! | #DIV/0! | 0 | #DIV/0! | 0
266 | ------ | 0 | 0 | #DIV/0! | #DIV/0! | #DIV/0! | #DIV/0! | #DIV/0! | 1 | 0 | 0 | 0 | 0 | 0 | 0 | 0 | 0 | #DIV/0! | #DIV/0! | #DIV/0! | #DIV/0! | #DIV/0! | 0 | #DIV/0! | 0
267 | ------ | 0 | 0 | #DIV/0! | #DIV/0! | #DIV/0! | #DIV/0! | #DIV/0! | 1 | 0 | 0 | 0 | 0 | 0 | 0 | 0 | 0 | #DIV/0! | #DIV/0! | #DIV/0! | #DIV/0! | #DIV/0! | 0 | #DIV/0! | 0
268 | ------ | 0 | 0 | #DIV/0! | #DIV/0! | #DIV/0! | #DIV/0! | #DIV/0! | 1 | 0 | 0 | 0 | 0 | 0 | 0 | 0 | 0 | #DIV/0! | #DIV/0! | #DIV/0! | #DIV/0! | #DIV/0! | 0 | #DIV/0! | 0
269 | ------ | 0 | 0 | #DIV/0! | #DIV/0! | #DIV/0! | #DIV/0! | #DIV/0! | 1 | 0 | 0 | 0 | 0 | 0 | 0 | 0 | 0 | #DIV/0! | #DIV/0! | #DIV/0! | #DIV/0! | #DIV/0! | 0 | #DIV/0! | 0
270 | ------ | 0 | 0 | #DIV/0! | #DIV/0! | #DIV/0! | #DIV/0! | #DIV/0! | 1 | 0 | 0 | 0 | 0 | 0 | 0 | 0 | 0 | #DIV/0! | #DIV/0! | #DIV/0! | #DIV/0! | #DIV/0! | 0 | #DIV/0! | 0
271 | ------ | 0 | 0 | #DIV/0! | #DIV/0! | #DIV/0! | #DIV/0! | #DIV/0! | 1 | 0 | 0 | 0 | 0 | 0 | 0 | 0 | 0 | #DIV/0! | #DIV/0! | #DIV/0! | #DIV/0! | #DIV/0! | 0 | #DIV/0! | 0
272 | ------ | 0 | 0 | #DIV/0! | #DIV/0! | #DIV/0! | #DIV/0! | #DIV/0! | 1 | 0 | 0 | 0 | 0 | 0 | 0 | 0 | 0 | #DIV/0! | #DIV/0! | #DIV/0! | #DIV/0! | #DIV/0! | 0 | #DIV/0! | 0
273 | ------ | 0 | 0 | #DIV/0! | #DIV/0! | #DIV/0! | #DIV/0! | #DIV/0! | 1 | 0 | 0 | 0 | 0 | 0 | 0 | 0 | 0 | #DIV/0! | #DIV/0! | #DIV/0! | #DIV/0! | #DIV/0! | 0 | #DIV/0! | 0
274 | ------ | 0 | 0 | #DIV/0! | #DIV/0! | #DIV/0! | #DIV/0! | #DIV/0! | 1 | 0 | 0 | 0 | 0 | 0 | 0 | 0 | 0 | #DIV/0! | #DIV/0! | #DIV/0! | #DIV/0! | #DIV/0! | 0 | #DIV/0! | 0
275 | ------ | 0 | 0 | #DIV/0! | #DIV/0! | #DIV/0! | #DIV/0! | #DIV/0! | 1 | 0 | 0 | 0 | 0 | 0 | 0 | 0 | 0 | #DIV/0! | #DIV/0! | #DIV/0! | #DIV/0! | #DIV/0! | 0 | #DIV/0! | 0
276 | ------ | 0 | 0 | #DIV/0! | #DIV/0! | #DIV/0! | #DIV/0! | #DIV/0! | 1 | 0 | 0 | 0 | 0 | 0 | 0 | 0 | 0 | #DIV/0! | #DIV/0! | #DIV/0! | #DIV/0! | #DIV/0! | 0 | #DIV/0! | 0
277 | ------ | 0 | 0 | #DIV/0! | #DIV/0! | #DIV/0! | #DIV/0! | #DIV/0! | 1 | 0 | 0 | 0 | 0 | 0 | 0 | 0 | 0 | #DIV/0! | #DIV/0! | #DIV/0! | #DIV/0! | #DIV/0! | 0 | #DIV/0! | 0
278 | ------ | 0 | 0 | #DIV/0! | #DIV/0! | #DIV/0! | #DIV/0! | #DIV/0! | 1 | 0 | 0 | 0 | 0 | 0 | 0 | 0 | 0 | #DIV/0! | #DIV/0! | #DIV/0! | #DIV/0! | #DIV/0! | 0 | #DIV/0! | 0
279 | ------ | 0 | 0 | #DIV/0! | #DIV/0! | #DIV/0! | #DIV/0! | #DIV/0! | 1 | 0 | 0 | 0 | 0 | 0 | 0 | 0 | 0 | #DIV/0! | #DIV/0! | #DIV/0! | #DIV/0! | #DIV/0! | 0 | #DIV/0! | 0
280 | ------ | 0 | 0 | #DIV/0! | #DIV/0! | #DIV/0! | #DIV/0! | #DIV/0! | 1 | 0 | 0 | 0 | 0 | 0 | 0 | 0 | 0 | #DIV/0! | #DIV/0! | #DIV/0! | #DIV/0! | #DIV/0! | 0 | #DIV/0! | 0
281 | ------ | 0 | 0 | #DIV/0! | #DIV/0! | #DIV/0! | #DIV/0! | #DIV/0! | 1 | 0 | 0 | 0 | 0 | 0 | 0 | 0 | 0 | #DIV/0! | #DIV/0! | #DIV/0! | #DIV/0! | #DIV/0! | 0 | #DIV/0! | 0
282 | ------ | 0 | 0 | #DIV/0! | #DIV/0! | #DIV/0! | #DIV/0! | #DIV/0! | 1 | 0 | 0 | 0 | 0 | 0 | 0 | 0 | 0 | #DIV/0! | #DIV/0! | #DIV/0! | #DIV/0! | #DIV/0! | 0 | #DIV/0! | 0
283 | ------ | 0 | 0 | #DIV/0! | #DIV/0! | #DIV/0! | #DIV/0! | #DIV/0! | 1 | 0 | 0 | 0 | 0 | 0 | 0 | 0 | 0 | #DIV/0! | #DIV/0! | #DIV/0! | #DIV/0! | #DIV/0! | 0 | #DIV/0! | 0
284 | ------ | 0 | 0 | #DIV/0! | #DIV/0! | #DIV/0! | #DIV/0! | #DIV/0! | 1 | 0 | 0 | 0 | 0 | 0 | 0 | 0 | 0 | #DIV/0! | #DIV/0! | #DIV/0! | #DIV/0! | #DIV/0! | 0 | #DIV/0! | 0
285 | ------ | 0 | 0 | #DIV/0! | #DIV/0! | #DIV/0! | #DIV/0! | #DIV/0! | 1 | 0 | 0 | 0 | 0 | 0 | 0 | 0 | 0 | #DIV/0! | #DIV/0! | #DIV/0! | #DIV/0! | #DIV/0! | 0 | #DIV/0! | 0
286 | ------ | 0 | 0 | #DIV/0! | #DIV/0! | #DIV/0! | #DIV/0! | #DIV/0! | 1 | 0 | 0 | 0 | 0 | 0 | 0 | 0 | 0 | #DIV/0! | #DIV/0! | #DIV/0! | #DIV/0! | #DIV/0! | 0 | #DIV/0! | 0
287 | ------ | 0 | 0 | #DIV/0! | #DIV/0! | #DIV/0! | #DIV/0! | #DIV/0! | 1 | 0 | 0 | 0 | 0 | 0 | 0 | 0 | 0 | #DIV/0! | #DIV/0! | #DIV/0! | #DIV/0! | #DIV/0! | 0 | #DIV/0! | 0
288 | ------ | 0 | 0 | #DIV/0! | #DIV/0! | #DIV/0! | #DIV/0! | #DIV/0! | 1 | 0 | 0 | 0 | 0 | 0 | 0 | 0 | 0 | #DIV/0! | #DIV/0! | #DIV/0! | #DIV/0! | #DIV/0! | 0 | #DIV/0! | 0
289 | ------ | 0 | 0 | #DIV/0! | #DIV/0! | #DIV/0! | #DIV/0! | #DIV/0! | 1 | 0 | 0 | 0 | 0 | 0 | 0 | 0 | 0 | #DIV/0! | #DIV/0! | #DIV/0! | #DIV/0! | #DIV/0! | 0 | #DIV/0! | 0
290 | ------ | 0 | 0 | #DIV/0! | #DIV/0! | #DIV/0! | #DIV/0! | #DIV/0! | 1 | 0 | 0 | 0 | 0 | 0 | 0 | 0 | 0 | #DIV/0! | #DIV/0! | #DIV/0! | #DIV/0! | #DIV/0! | 0 | #DIV/0! | 0
291 | ------ | 0 | 0 | #DIV/0! | #DIV/0! | #DIV/0! | #DIV/0! | #DIV/0! | 1 | 0 | 0 | 0 | 0 | 0 | 0 | 0 | 0 | #DIV/0! | #DIV/0! | #DIV/0! | #DIV/0! | #DIV/0! | 0 | #DIV/0! | 0
292 | ------ | 0 | 0 | #DIV/0! | #DIV/0! | #DIV/0! | #DIV/0! | #DIV/0! | 1 | 0 | 0 | 0 | 0 | 0 | 0 | 0 | 0 | #DIV/0! | #DIV/0! | #DIV/0! | #DIV/0! | #DIV/0! | 0 | #DIV/0! | 0
293 | ------ | 0 | 0 | #DIV/0! | #DIV/0! | #DIV/0! | #DIV/0! | #DIV/0! | 1 | 0 | 0 | 0 | 0 | 0 | 0 | 0 | 0 | #DIV/0! | #DIV/0! | #DIV/0! | #DIV/0! | #DIV/0! | 0 | #DIV/0! | 0
294 | ------ | 0 | 0 | #DIV/0! | #DIV/0! | #DIV/0! | #DIV/0! | #DIV/0! | 1 | 0 | 0 | 0 | 0 | 0 | 0 | 0 | 0 | #DIV/0! | #DIV/0! | #DIV/0! | #DIV/0! | #DIV/0! | 0 | #DIV/0! | 0
295 | ------ | 0 | 0 | #DIV/0! | #DIV/0! | #DIV/0! | #DIV/0! | #DIV/0! | 1 | 0 | 0 | 0 | 0 | 0 | 0 | 0 | 0 | #DIV/0! | #DIV/0! | #DIV/0! | #DIV/0! | #DIV/0! | 0 | #DIV/0! | 0
296 | ------ | 0 | 0 | #DIV/0! | #DIV/0! | #DIV/0! | #DIV/0! | #DIV/0! | 1 | 0 | 0 | 0 | 0 | 0 | 0 | 0 | 0 | #DIV/0! | #DIV/0! | #DIV/0! | #DIV/0! | #DIV/0! | 0 | #DIV/0! | 0
297 | ------ | 0 | 0 | #DIV/0! | #DIV/0! | #DIV/0! | #DIV/0! | #DIV/0! | 1 | 0 | 0 | 0 | 0 | 0 | 0 | 0 | 0 | #DIV/0! | #DIV/0! | #DIV/0! | #DIV/0! | #DIV/0! | 0 | #DIV/0! | 0
298 | ------ | 0 | 0 | #DIV/0! | #DIV/0! | #DIV/0! | #DIV/0! | #DIV/0! | 1 | 0 | 0 | 0 | 0 | 0 | 0 | 0 | 0 | #DIV/0! | #DIV/0! | #DIV/0! | #DIV/0! | #DIV/0! | 0 | #DIV/0! | 0
299 | ------ | 0 | 0 | #DIV/0! | #DIV/0! | #DIV/0! | #DIV/0! | #DIV/0! | 1 | 0 | 0 | 0 | 0 | 0 | 0 | 0 | 0 | #DIV/0! | #DIV/0! | #DIV/0! | #DIV/0! | #DIV/0! | 0 | #DIV/0! | 0
300 | ------ | 0 | 0 | #DIV/0! | #DIV/0! | #DIV/0! | #DIV/0! | #DIV/0! | 1 | 0 | 0 | 0 | 0 | 0 | 0 | 0 | 0 | #DIV/0! | #DIV/0! | #DIV/0! | #DIV/0! | #DIV/0! | 0 | #DIV/0! | 0
301 | ------ | 0 | 0 | #DIV/0! | #DIV/0! | #DIV/0! | #DIV/0! | #DIV/0! | 1 | 0 | 0 | 0 | 0 | 0 | 0 | 0 | 0 | #DIV/0! | #DIV/0! | #DIV/0! | #DIV/0! | #DIV/0! | 0 | #DIV/0! | 0
302 | ------ | 0 | 0 | #DIV/0! | #DIV/0! | #DIV/0! | #DIV/0! | #DIV/0! | 1 | 0 | 0 | 0 | 0 | 0 | 0 | 0 | 0 | #DIV/0! | #DIV/0! | #DIV/0! | #DIV/0! | #DIV/0! | 0 | #DIV/0! | 0
303 | ------ | 0 | 0 | #DIV/0! | #DIV/0! | #DIV/0! | #DIV/0! | #DIV/0! | 1 | 0 | 0 | 0 | 0 | 0 | 0 | 0 | 0 | #DIV/0! | #DIV/0! | #DIV/0! | #DIV/0! | #DIV/0! | 0 | #DIV/0! | 0
304 | ------ | 0 | 0 | #DIV/0! | #DIV/0! | #DIV/0! | #DIV/0! | #DIV/0! | 1 | 0 | 0 | 0 | 0 | 0 | 0 | 0 | 0 | #DIV/0! | #DIV/0! | #DIV/0! | #DIV/0! | #DIV/0! | 0 | #DIV/0! | 0
305 | ------ | 0 | 0 | #DIV/0! | #DIV/0! | #DIV/0! | #DIV/0! | #DIV/0! | 1 | 0 | 0 | 0 | 0 | 0 | 0 | 0 | 0 | #DIV/0! | #DIV/0! | #DIV/0! | #DIV/0! | #DIV/0! | 0 | #DIV/0! | 0
306 | ------ | 0 | 0 | #DIV/0! | #DIV/0! | #DIV/0! | #DIV/0! | #DIV/0! | 1 | 0 | 0 | 0 | 0 | 0 | 0 | 0 | 0 | #DIV/0! | #DIV/0! | #DIV/0! | #DIV/0! | #DIV/0! | 0 | #DIV/0! | 0
307 | ------ | 0 | 0 | #DIV/0! | #DIV/0! | #DIV/0! | #DIV/0! | #DIV/0! | 1 | 0 | 0 | 0 | 0 | 0 | 0 | 0 | 0 | #DIV/0! | #DIV/0! | #DIV/0! | #DIV/0! | #DIV/0! | 0 | #DIV/0! | 0
308 | ------ | 0 | 0 | #DIV/0! | #DIV/0! | #DIV/0! | #DIV/0! | #DIV/0! | 1 | 0 | 0 | 0 | 0 | 0 | 0 | 0 | 0 | #DIV/0! | #DIV/0! | #DIV/0! | #DIV/0! | #DIV/0! | 0 | #DIV/0! | 0
309 | ------ | 0 | 0 | #DIV/0! | #DIV/0! | #DIV/0! | #DIV/0! | #DIV/0! | 1 | 0 | 0 | 0 | 0 | 0 | 0 | 0 | 0 | #DIV/0! | #DIV/0! | #DIV/0! | #DIV/0! | #DIV/0! | 0 | #DIV/0! | 0
310 | ------ | 0 | 0 | #DIV/0! | #DIV/0! | #DIV/0! | #DIV/0! | #DIV/0! | 1 | 0 | 0 | 0 | 0 | 0 | 0 | 0 | 0 | #DIV/0! | #DIV/0! | #DIV/0! | #DIV/0! | #DIV/0! | 0 | #DIV/0! | 0
311 | ------ | 0 | 0 | #DIV/0! | #DIV/0! | #DIV/0! | #DIV/0! | #DIV/0! | 1 | 0 | 0 | 0 | 0 | 0 | 0 | 0 | 0 | #DIV/0! | #DIV/0! | #DIV/0! | #DIV/0! | #DIV/0! | 0 | #DIV/0! | 0
312 | ------ | 0 | 0 | #DIV/0! | #DIV/0! | #DIV/0! | #DIV/0! | #DIV/0! | 1 | 0 | 0 | 0 | 0 | 0 | 0 | 0 | 0 | #DIV/0! | #DIV/0! | #DIV/0! | #DIV/0! | #DIV/0! | 0 | #DIV/0! | 0
313 | ------ | 0 | 0 | #DIV/0! | #DIV/0! | #DIV/0! | #DIV/0! | #DIV/0! | 1 | 0 | 0 | 0 | 0 | 0 | 0 | 0 | 0 | #DIV/0! | #DIV/0! | #DIV/0! | #DIV/0! | #DIV/0! | 0 | #DIV/0! | 0
314 | ------ | 0 | 0 | #DIV/0! | #DIV/0! | #DIV/0! | #DIV/0! | #DIV/0! | 1 | 0 | 0 | 0 | 0 | 0 | 0 | 0 | 0 | #DIV/0! | #DIV/0! | #DIV/0! | #DIV/0! | #DIV/0! | 0 | #DIV/0! | 0
315 | ------ | 0 | 0 | #DIV/0! | #DIV/0! | #DIV/0! | #DIV/0! | #DIV/0! | 1 | 0 | 0 | 0 | 0 | 0 | 0 | 0 | 0 | #DIV/0! | #DIV/0! | #DIV/0! | #DIV/0! | #DIV/0! | 0 | #DIV/0! | 0
316 | ------ | 0 | 0 | #DIV/0! | #DIV/0! | #DIV/0! | #DIV/0! | #DIV/0! | 1 | 0 | 0 | 0 | 0 | 0 | 0 | 0 | 0 | #DIV/0! | #DIV/0! | #DIV/0! | #DIV/0! | #DIV/0! | 0 | #DIV/0! | 0
317 | ------ | 0 | 0 | #DIV/0! | #DIV/0! | #DIV/0! | #DIV/0! | #DIV/0! | 1 | 0 | 0 | 0 | 0 | 0 | 0 | 0 | 0 | #DIV/0! | #DIV/0! | #DIV/0! | #DIV/0! | #DIV/0! | 0 | #DIV/0! | 0
318 | ------ | 0 | 0 | #DIV/0! | #DIV/0! | #DIV/0! | #DIV/0! | #DIV/0! | 1 | 0 | 0 | 0 | 0 | 0 | 0 | 0 | 0 | #DIV/0! | #DIV/0! | #DIV/0! | #DIV/0! | #DIV/0! | 0 | #DIV/0! | 0
319 | ------ | 0 | 0 | #DIV/0! | #DIV/0! | #DIV/0! | #DIV/0! | #DIV/0! | 1 | 0 | 0 | 0 | 0 | 0 | 0 | 0 | 0 | #DIV/0! | #DIV/0! | #DIV/0! | #DIV/0! | #DIV/0! | 0 | #DIV/0! | 0
320 | ------ | 0 | 0 | #DIV/0! | #DIV/0! | #DIV/0! | #DIV/0! | #DIV/0! | 1 | 0 | 0 | 0 | 0 | 0 | 0 | 0 | 0 | #DIV/0! | #DIV/0! | #DIV/0! | #DIV/0! | #DIV/0! | 0 | #DIV/0! | 0
321 | ------ | 0 | 0 | #DIV/0! | #DIV/0! | #DIV/0! | #DIV/0! | #DIV/0! | 1 | 0 | 0 | 0 | 0 | 0 | 0 | 0 | 0 | #DIV/0! | #DIV/0! | #DIV/0! | #DIV/0! | #DIV/0! | 0 | #DIV/0! | 0
322 | ------ | 0 | 0 | #DIV/0! | #DIV/0! | #DIV/0! | #DIV/0! | #DIV/0! | 1 | 0 | 0 | 0 | 0 | 0 | 0 | 0 | 0 | #DIV/0! | #DIV/0! | #DIV/0! | #DIV/0! | #DIV/0! | 0 | #DIV/0! | 0
323 | ------ | 0 | 0 | #DIV/0! | #DIV/0! | #DIV/0! | #DIV/0! | #DIV/0! | 1 | 0 | 0 | 0 | 0 | 0 | 0 | 0 | 0 | #DIV/0! | #DIV/0! | #DIV/0! | #DIV/0! | #DIV/0! | 0 | #DIV/0! | 0
324 | ------ | 0 | 0 | #DIV/0! | #DIV/0! | #DIV/0! | #DIV/0! | #DIV/0! | 1 | 0 | 0 | 0 | 0 | 0 | 0 | 0 | 0 | #DIV/0! | #DIV/0! | #DIV/0! | #DIV/0! | #DIV/0! | 0 | #DIV/0! | 0
325 | ------ | 0 | 0 | #DIV/0! | #DIV/0! | #DIV/0! | #DIV/0! | #DIV/0! | 1 | 0 | 0 | 0 | 0 | 0 | 0 | 0 | 0 | #DIV/0! | #DIV/0! | #DIV/0! | #DIV/0! | #DIV/0! | 0 | #DIV/0! | 0
326 | ------ | 0 | 0 | #DIV/0! | #DIV/0! | #DIV/0! | #DIV/0! | #DIV/0! | 1 | 0 | 0 | 0 | 0 | 0 | 0 | 0 | 0 | #DIV/0! | #DIV/0! | #DIV/0! | #DIV/0! | #DIV/0! | 0 | #DIV/0! | 0
327 | ------ | 0 | 0 | #DIV/0! | #DIV/0! | #DIV/0! | #DIV/0! | #DIV/0! | 1 | 0 | 0 | 0 | 0 | 0 | 0 | 0 | 0 | #DIV/0! | #DIV/0! | #DIV/0! | #DIV/0! | #DIV/0! | 0 | #DIV/0! | 0
328 | ------ | 0 | 0 | #DIV/0! | #DIV/0! | #DIV/0! | #DIV/0! | #DIV/0! | 1 | 0 | 0 | 0 | 0 | 0 | 0 | 0 | 0 | #DIV/0! | #DIV/0! | #DIV/0! | #DIV/0! | #DIV/0! | 0 | #DIV/0! | 0
329 | ------ | 0 | 0 | #DIV/0! | #DIV/0! | #DIV/0! | #DIV/0! | #DIV/0! | 1 | 0 | 0 | 0 | 0 | 0 | 0 | 0 | 0 | #DIV/0! | #DIV/0! | #DIV/0! | #DIV/0! | #DIV/0! | 0 | #DIV/0! | 0
330 | ------ | 0 | 0 | #DIV/0! | #DIV/0! | #DIV/0! | #DIV/0! | #DIV/0! | 1 | 0 | 0 | 0 | 0 | 0 | 0 | 0 | 0 | #DIV/0! | #DIV/0! | #DIV/0! | #DIV/0! | #DIV/0! | 0 | #DIV/0! | 0
331 | ------ | 0 | 0 | #DIV/0! | #DIV/0! | #DIV/0! | #DIV/0! | #DIV/0! | 1 | 0 | 0 | 0 | 0 | 0 | 0 | 0 | 0 | #DIV/0! | #DIV/0! | #DIV/0! | #DIV/0! | #DIV/0! | 0 | #DIV/0! | 0
332 | ------ | 0 | 0 | #DIV/0! | #DIV/0! | #DIV/0! | #DIV/0! | #DIV/0! | 1 | 0 | 0 | 0 | 0 | 0 | 0 | 0 | 0 | #DIV/0! | #DIV/0! | #DIV/0! | #DIV/0! | #DIV/0! | 0 | #DIV/0! | 0
333 | ------ | 0 | 0 | #DIV/0! | #DIV/0! | #DIV/0! | #DIV/0! | #DIV/0! | 1 | 0 | 0 | 0 | 0 | 0 | 0 | 0 | 0 | #DIV/0! | #DIV/0! | #DIV/0! | #DIV/0! | #DIV/0! | 0 | #DIV/0! | 0
334 | ------ | 0 | 0 | #DIV/0! | #DIV/0! | #DIV/0! | #DIV/0! | #DIV/0! | 1 | 0 | 0 | 0 | 0 | 0 | 0 | 0 | 0 | #DIV/0! | #DIV/0! | #DIV/0! | #DIV/0! | #DIV/0! | 0 | #DIV/0! | 0
335 | ------ | 0 | 0 | #DIV/0! | #DIV/0! | #DIV/0! | #DIV/0! | #DIV/0! | 1 | 0 | 0 | 0 | 0 | 0 | 0 | 0 | 0 | #DIV/0! | #DIV/0! | #DIV/0! | #DIV/0! | #DIV/0! | 0 | #DIV/0! | 0
336 | ------ | 0 | 0 | #DIV/0! | #DIV/0! | #DIV/0! | #DIV/0! | #DIV/0! | 1 | 0 | 0 | 0 | 0 | 0 | 0 | 0 | 0 | #DIV/0! | #DIV/0! | #DIV/0! | #DIV/0! | #DIV/0! | 0 | #DIV/0! | 0
337 | ------ | 0 | 0 | #DIV/0! | #DIV/0! | #DIV/0! | #DIV/0! | #DIV/0! | 1 | 0 | 0 | 0 | 0 | 0 | 0 | 0 | 0 | #DIV/0! | #DIV/0! | #DIV/0! | #DIV/0! | #DIV/0! | 0 | #DIV/0! | 0
338 | ------ | 0 | 0 | #DIV/0! | #DIV/0! | #DIV/0! | #DIV/0! | #DIV/0! | 1 | 0 | 0 | 0 | 0 | 0 | 0 | 0 | 0 | #DIV/0! | #DIV/0! | #DIV/0! | #DIV/0! | #DIV/0! | 0 | #DIV/0! | 0
339 | ------ | 0 | 0 | #DIV/0! | #DIV/0! | #DIV/0! | #DIV/0! | #DIV/0! | 1 | 0 | 0 | 0 | 0 | 0 | 0 | 0 | 0 | #DIV/0! | #DIV/0! | #DIV/0! | #DIV/0! | #DIV/0! | 0 | #DIV/0! | 0
340 | ------ | 0 | 0 | #DIV/0! | #DIV/0! | #DIV/0! | #DIV/0! | #DIV/0! | 1 | 0 | 0 | 0 | 0 | 0 | 0 | 0 | 0 | #DIV/0! | #DIV/0! | #DIV/0! | #DIV/0! | #DIV/0! | 0 | #DIV/0! | 0
341 | ------ | 0 | 0 | #DIV/0! | #DIV/0! | #DIV/0! | #DIV/0! | #DIV/0! | 1 | 0 | 0 | 0 | 0 | 0 | 0 | 0 | 0 | #DIV/0! | #DIV/0! | #DIV/0! | #DIV/0! | #DIV/0! | 0 | #DIV/0! | 0
342 | ------ | 0 | 0 | #DIV/0! | #DIV/0! | #DIV/0! | #DIV/0! | #DIV/0! | 1 | 0 | 0 | 0 | 0 | 0 | 0 | 0 | 0 | #DIV/0! | #DIV/0! | #DIV/0! | #DIV/0! | #DIV/0! | 0 | #DIV/0! | 0
343 | ------ | 0 | 0 | #DIV/0! | #DIV/0! | #DIV/0! | #DIV/0! | #DIV/0! | 1 | 0 | 0 | 0 | 0 | 0 | 0 | 0 | 0 | #DIV/0! | #DIV/0! | #DIV/0! | #DIV/0! | #DIV/0! | 0 | #DIV/0! | 0
344 | ------ | 0 | 0 | #DIV/0! | #DIV/0! | #DIV/0! | #DIV/0! | #DIV/0! | 1 | 0 | 0 | 0 | 0 | 0 | 0 | 0 | 0 | #DIV/0! | #DIV/0! | #DIV/0! | #DIV/0! | #DIV/0! | 0 | #DIV/0! | 0
345 | ------ | 0 | 0 | #DIV/0! | #DIV/0! | #DIV/0! | #DIV/0! | #DIV/0! | 1 | 0 | 0 | 0 | 0 | 0 | 0 | 0 | 0 | #DIV/0! | #DIV/0! | #DIV/0! | #DIV/0! | #DIV/0! | 0 | #DIV/0! | 0
346 | ------ | 0 | 0 | #DIV/0! | #DIV/0! | #DIV/0! | #DIV/0! | #DIV/0! | 1 | 0 | 0 | 0 | 0 | 0 | 0 | 0 | 0 | #DIV/0! | #DIV/0! | #DIV/0! | #DIV/0! | #DIV/0! | 0 | #DIV/0! | 0
347 | ------ | 0 | 0 | #DIV/0! | #DIV/0! | #DIV/0! | #DIV/0! | #DIV/0! | 1 | 0 | 0 | 0 | 0 | 0 | 0 | 0 | 0 | #DIV/0! | #DIV/0! | #DIV/0! | #DIV/0! | #DIV/0! | 0 | #DIV/0! | 0
348 | ------ | 0 | 0 | #DIV/0! | #DIV/0! | #DIV/0! | #DIV/0! | #DIV/0! | 1 | 0 | 0 | 0 | 0 | 0 | 0 | 0 | 0 | #DIV/0! | #DIV/0! | #DIV/0! | #DIV/0! | #DIV/0! | 0 | #DIV/0! | 0
349 | ------ | 0 | 0 | #DIV/0! | #DIV/0! | #DIV/0! | #DIV/0! | #DIV/0! | 1 | 0 | 0 | 0 | 0 | 0 | 0 | 0 | 0 | #DIV/0! | #DIV/0! | #DIV/0! | #DIV/0! | #DIV/0! | 0 | #DIV/0! | 0
350 | ------ | 0 | 0 | #DIV/0! | #DIV/0! | #DIV/0! | #DIV/0! | #DIV/0! | 1 | 0 | 0 | 0 | 0 | 0 | 0 | 0 | 0 | #DIV/0! | #DIV/0! | #DIV/0! | #DIV/0! | #DIV/0! | 0 | #DIV/0! | 0
351 | ------ | 0 | 0 | #DIV/0! | #DIV/0! | #DIV/0! | #DIV/0! | #DIV/0! | 1 | 0 | 0 | 0 | 0 | 0 | 0 | 0 | 0 | #DIV/0! | #DIV/0! | #DIV/0! | #DIV/0! | #DIV/0! | 0 | #DIV/0! | 0
352 | ------ | 0 | 0 | #DIV/0! | #DIV/0! | #DIV/0! | #DIV/0! | #DIV/0! | 1 | 0 | 0 | 0 | 0 | 0 | 0 | 0 | 0 | #DIV/0! | #DIV/0! | #DIV/0! | #DIV/0! | #DIV/0! | 0 | #DIV/0! | 0
353 | ------ | 0 | 0 | #DIV/0! | #DIV/0! | #DIV/0! | #DIV/0! | #DIV/0! | 1 | 0 | 0 | 0 | 0 | 0 | 0 | 0 | 0 | #DIV/0! | #DIV/0! | #DIV/0! | #DIV/0! | #DIV/0! | 0 | #DIV/0! | 0
354 | ------ | 0 | 0 | #DIV/0! | #DIV/0! | #DIV/0! | #DIV/0! | #DIV/0! | 1 | 0 | 0 | 0 | 0 | 0 | 0 | 0 | 0 | #DIV/0! | #DIV/0! | #DIV/0! | #DIV/0! | #DIV/0! | 0 | #DIV/0! | 0
355 | ------ | 0 | 0 | #DIV/0! | #DIV/0! | #DIV/0! | #DIV/0! | #DIV/0! | 1 | 0 | 0 | 0 | 0 | 0 | 0 | 0 | 0 | #DIV/0! | #DIV/0! | #DIV/0! | #DIV/0! | #DIV/0! | 0 | #DIV/0! | 0
356 | ------ | 0 | 0 | #DIV/0! | #DIV/0! | #DIV/0! | #DIV/0! | #DIV/0! | 1 | 0 | 0 | 0 | 0 | 0 | 0 | 0 | 0 | #DIV/0! | #DIV/0! | #DIV/0! | #DIV/0! | #DIV/0! | 0 | #DIV/0! | 0
357 | ------ | 0 | 0 | #DIV/0! | #DIV/0! | #DIV/0! | #DIV/0! | #DIV/0! | 1 | 0 | 0 | 0 | 0 | 0 | 0 | 0 | 0 | #DIV/0! | #DIV/0! | #DIV/0! | #DIV/0! | #DIV/0! | 0 | #DIV/0! | 0
358 | ------ | 0 | 0 | #DIV/0! | #DIV/0! | #DIV/0! | #DIV/0! | #DIV/0! | 1 | 0 | 0 | 0 | 0 | 0 | 0 | 0 | 0 | #DIV/0! | #DIV/0! | #DIV/0! | #DIV/0! | #DIV/0! | 0 | #DIV/0! | 0
359 | ------ | 0 | 0 | #DIV/0! | #DIV/0! | #DIV/0! | #DIV/0! | #DIV/0! | 1 | 0 | 0 | 0 | 0 | 0 | 0 | 0 | 0 | #DIV/0! | #DIV/0! | #DIV/0! | #DIV/0! | #DIV/0! | 0 | #DIV/0! | 0
360 | ------ | 0 | 0 | #DIV/0! | #DIV/0! | #DIV/0! | #DIV/0! | #DIV/0! | 1 | 0 | 0 | 0 | 0 | 0 | 0 | 0 | 0 | #DIV/0! | #DIV/0! | #DIV/0! | #DIV/0! | #DIV/0! | 0 | #DIV/0! | 0
361 | ------ | 0 | 0 | #DIV/0! | #DIV/0! | #DIV/0! | #DIV/0! | #DIV/0! | 1 | 0 | 0 | 0 | 0 | 0 | 0 | 0 | 0 | #DIV/0! | #DIV/0! | #DIV/0! | #DIV/0! | #DIV/0! | 0 | #DIV/0! | 0
362 | ------ | 0 | 0 | #DIV/0! | #DIV/0! | #DIV/0! | #DIV/0! | #DIV/0! | 1 | 0 | 0 | 0 | 0 | 0 | 0 | 0 | 0 | #DIV/0! | #DIV/0! | #DIV/0! | #DIV/0! | #DIV/0! | 0 | #DIV/0! | 0
363 | ------ | 0 | 0 | #DIV/0! | #DIV/0! | #DIV/0! | #DIV/0! | #DIV/0! | 1 | 0 | 0 | 0 | 0 | 0 | 0 | 0 | 0 | #DIV/0! | #DIV/0! | #DIV/0! | #DIV/0! | #DIV/0! | 0 | #DIV/0! | 0
364 | ------ | 0 | 0 | #DIV/0! | #DIV/0! | #DIV/0! | #DIV/0! | #DIV/0! | 1 | 0 | 0 | 0 | 0 | 0 | 0 | 0 | 0 | #DIV/0! | #DIV/0! | #DIV/0! | #DIV/0! | #DIV/0! | 0 | #DIV/0! | 0
365 | ------ | 0 | 0 | #DIV/0! | #DIV/0! | #DIV/0! | #DIV/0! | #DIV/0! | 1 | 0 | 0 | 0 | 0 | 0 | 0 | 0 | 0 | #DIV/0! | #DIV/0! | #DIV/0! | #DIV/0! | #DIV/0! | 0 | #DIV/0! | 0
366 | ------ | 0 | 0 | #DIV/0! | #DIV/0! | #DIV/0! | #DIV/0! | #DIV/0! | 1 | 0 | 0 | 0 | 0 | 0 | 0 | 0 | 0 | #DIV/0! | #DIV/0! | #DIV/0! | #DIV/0! | #DIV/0! | 0 | #DIV/0! | 0
367 | ------ | 0 | 0 | #DIV/0! | #DIV/0! | #DIV/0! | #DIV/0! | #DIV/0! | 1 | 0 | 0 | 0 | 0 | 0 | 0 | 0 | 0 | #DIV/0! | #DIV/0! | #DIV/0! | #DIV/0! | #DIV/0! | 0 | #DIV/0! | 0
368 | ------ | 0 | 0 | #DIV/0! | #DIV/0! | #DIV/0! | #DIV/0! | #DIV/0! | 1 | 0 | 0 | 0 | 0 | 0 | 0 | 0 | 0 | #DIV/0! | #DIV/0! | #DIV/0! | #DIV/0! | #DIV/0! | 0 | #DIV/0! | 0
369 | ------ | 0 | 0 | #DIV/0! | #DIV/0! | #DIV/0! | #DIV/0! | #DIV/0! | 1 | 0 | 0 | 0 | 0 | 0 | 0 | 0 | 0 | #DIV/0! | #DIV/0! | #DIV/0! | #DIV/0! | #DIV/0! | 0 | #DIV/0! | 0
370 | ------ | 0 | 0 | #DIV/0! | #DIV/0! | #DIV/0! | #DIV/0! | #DIV/0! | 1 | 0 | 0 | 0 | 0 | 0 | 0 | 0 | 0 | #DIV/0! | #DIV/0! | #DIV/0! | #DIV/0! | #DIV/0! | 0 | #DIV/0! | 0
371 | ------ | 0 | 0 | #DIV/0! | #DIV/0! | #DIV/0! | #DIV/0! | #DIV/0! | 1 | 0 | 0 | 0 | 0 | 0 | 0 | 0 | 0 | #DIV/0! | #DIV/0! | #DIV/0! | #DIV/0! | #DIV/0! | 0 | #DIV/0! | 0
372 | ------ | 0 | 0 | #DIV/0! | #DIV/0! | #DIV/0! | #DIV/0! | #DIV/0! | 1 | 0 | 0 | 0 | 0 | 0 | 0 | 0 | 0 | #DIV/0! | #DIV/0! | #DIV/0! | #DIV/0! | #DIV/0! | 0 | #DIV/0! | 0
373 | ------ | 0 | 0 | #DIV/0! | #DIV/0! | #DIV/0! | #DIV/0! | #DIV/0! | 1 | 0 | 0 | 0 | 0 | 0 | 0 | 0 | 0 | #DIV/0! | #DIV/0! | #DIV/0! | #DIV/0! | #DIV/0! | 0 | #DIV/0! | 0
374 | ------ | 0 | 0 | #DIV/0! | #DIV/0! | #DIV/0! | #DIV/0! | #DIV/0! | 1 | 0 | 0 | 0 | 0 | 0 | 0 | 0 | 0 | #DIV/0! | #DIV/0! | #DIV/0! | #DIV/0! | #DIV/0! | 0 | #DIV/0! | 0
375 | ------ | 0 | 0 | #DIV/0! | #DIV/0! | #DIV/0! | #DIV/0! | #DIV/0! | 1 | 0 | 0 | 0 | 0 | 0 | 0 | 0 | 0 | #DIV/0! | #DIV/0! | #DIV/0! | #DIV/0! | #DIV/0! | 0 | #DIV/0! | 0
376 | ------ | 0 | 0 | #DIV/0! | #DIV/0! | #DIV/0! | #DIV/0! | #DIV/0! | 1 | 0 | 0 | 0 | 0 | 0 | 0 | 0 | 0 | #DIV/0! | #DIV/0! | #DIV/0! | #DIV/0! | #DIV/0! | 0 | #DIV/0! | 0
377 | ------ | 0 | 0 | #DIV/0! | #DIV/0! | #DIV/0! | #DIV/0! | #DIV/0! | 1 | 0 | 0 | 0 | 0 | 0 | 0 | 0 | 0 | #DIV/0! | #DIV/0! | #DIV/0! | #DIV/0! | #DIV/0! | 0 | #DIV/0! | 0
378 | ------ | 0 | 0 | #DIV/0! | #DIV/0! | #DIV/0! | #DIV/0! | #DIV/0! | 1 | 0 | 0 | 0 | 0 | 0 | 0 | 0 | 0 | #DIV/0! | #DIV/0! | #DIV/0! | #DIV/0! | #DIV/0! | 0 | #DIV/0! | 0
379 | ------ | 0 | 0 | #DIV/0! | #DIV/0! | #DIV/0! | #DIV/0! | #DIV/0! | 1 | 0 | 0 | 0 | 0 | 0 | 0 | 0 | 0 | #DIV/0! | #DIV/0! | #DIV/0! | #DIV/0! | #DIV/0! | 0 | #DIV/0! | 0
380 | ------ | 0 | 0 | #DIV/0! | #DIV/0! | #DIV/0! | #DIV/0! | #DIV/0! | 1 | 0 | 0 | 0 | 0 | 0 | 0 | 0 | 0 | #DIV/0! | #DIV/0! | #DIV/0! | #DIV/0! | #DIV/0! | 0 | #DIV/0! | 0
381 | ------ | 0 | 0 | #DIV/0! | #DIV/0! | #DIV/0! | #DIV/0! | #DIV/0! | 1 | 0 | 0 | 0 | 0 | 0 | 0 | 0 | 0 | #DIV/0! | #DIV/0! | #DIV/0! | #DIV/0! | #DIV/0! | 0 | #DIV/0! | 0
382 | ------ | 0 | 0 | #DIV/0! | #DIV/0! | #DIV/0! | #DIV/0! | #DIV/0! | 1 | 0 | 0 | 0 | 0 | 0 | 0 | 0 | 0 | #DIV/0! | #DIV/0! | #DIV/0! | #DIV/0! | #DIV/0! | 0 | #DIV/0! | 0
383 | ------ | 0 | 0 | #DIV/0! | #DIV/0! | #DIV/0! | #DIV/0! | #DIV/0! | 1 | 0 | 0 | 0 | 0 | 0 | 0 | 0 | 0 | #DIV/0! | #DIV/0! | #DIV/0! | #DIV/0! | #DIV/0! | 0 | #DIV/0! | 0
384 | ------ | 0 | 0 | #DIV/0! | #DIV/0! | #DIV/0! | #DIV/0! | #DIV/0! | 1 | 0 | 0 | 0 | 0 | 0 | 0 | 0 | 0 | #DIV/0! | #DIV/0! | #DIV/0! | #DIV/0! | #DIV/0! | 0 | #DIV/0! | 0
385 | ------ | 0 | 0 | #DIV/0! | #DIV/0! | #DIV/0! | #DIV/0! | #DIV/0! | 1 | 0 | 0 | 0 | 0 | 0 | 0 | 0 | 0 | #DIV/0! | #DIV/0! | #DIV/0! | #DIV/0! | #DIV/0! | 0 | #DIV/0! | 0
386 | ------ | 0 | 0 | #DIV/0! | #DIV/0! | #DIV/0! | #DIV/0! | #DIV/0! | 1 | 0 | 0 | 0 | 0 | 0 | 0 | 0 | 0 | #DIV/0! | #DIV/0! | #DIV/0! | #DIV/0! | #DIV/0! | 0 | #DIV/0! | 0
387 | ------ | 0 | 0 | #DIV/0! | #DIV/0! | #DIV/0! | #DIV/0! | #DIV/0! | 1 | 0 | 0 | 0 | 0 | 0 | 0 | 0 | 0 | #DIV/0! | #DIV/0! | #DIV/0! | #DIV/0! | #DIV/0! | 0 | #DIV/0! | 0
388 | ------ | 0 | 0 | #DIV/0! | #DIV/0! | #DIV/0! | #DIV/0! | #DIV/0! | 1 | 0 | 0 | 0 | 0 | 0 | 0 | 0 | 0 | #DIV/0! | #DIV/0! | #DIV/0! | #DIV/0! | #DIV/0! | 0 | #DIV/0! | 0
389 | ------ | 0 | 0 | #DIV/0! | #DIV/0! | #DIV/0! | #DIV/0! | #DIV/0! | 1 | 0 | 0 | 0 | 0 | 0 | 0 | 0 | 0 | #DIV/0! | #DIV/0! | #DIV/0! | #DIV/0! | #DIV/0! | 0 | #DIV/0! | 0
390 | ------ | 0 | 0 | #DIV/0! | #DIV/0! | #DIV/0! | #DIV/0! | #DIV/0! | 1 | 0 | 0 | 0 | 0 | 0 | 0 | 0 | 0 | #DIV/0! | #DIV/0! | #DIV/0! | #DIV/0! | #DIV/0! | 0 | #DIV/0! | 0
391 | ------ | 0 | 0 | #DIV/0! | #DIV/0! | #DIV/0! | #DIV/0! | #DIV/0! | 1 | 0 | 0 | 0 | 0 | 0 | 0 | 0 | 0 | #DIV/0! | #DIV/0! | #DIV/0! | #DIV/0! | #DIV/0! | 0 | #DIV/0! | 0
392 | ------ | 0 | 0 | #DIV/0! | #DIV/0! | #DIV/0! | #DIV/0! | #DIV/0! | 1 | 0 | 0 | 0 | 0 | 0 | 0 | 0 | 0 | #DIV/0! | #DIV/0! | #DIV/0! | #DIV/0! | #DIV/0! | 0 | #DIV/0! | 0
393 | ------ | 0 | 0 | #DIV/0! | #DIV/0! | #DIV/0! | #DIV/0! | #DIV/0! | 1 | 0 | 0 | 0 | 0 | 0 | 0 | 0 | 0 | #DIV/0! | #DIV/0! | #DIV/0! | #DIV/0! | #DIV/0! | 0 | #DIV/0! | 0
394 | ------ | 0 | 0 | #DIV/0! | #DIV/0! | #DIV/0! | #DIV/0! | #DIV/0! | 1 | 0 | 0 | 0 | 0 | 0 | 0 | 0 | 0 | #DIV/0! | #DIV/0! | #DIV/0! | #DIV/0! | #DIV/0! | 0 | #DIV/0! | 0
395 | ------ | 0 | 0 | #DIV/0! | #DIV/0! | #DIV/0! | #DIV/0! | #DIV/0! | 1 | 0 | 0 | 0 | 0 | 0 | 0 | 0 | 0 | #DIV/0! | #DIV/0! | #DIV/0! | #DIV/0! | #DIV/0! | 0 | #DIV/0! | 0
396 | ------ | 0 | 0 | #DIV/0! | #DIV/0! | #DIV/0! | #DIV/0! | #DIV/0! | 1 | 0 | 0 | 0 | 0 | 0 | 0 | 0 | 0 | #DIV/0! | #DIV/0! | #DIV/0! | #DIV/0! | #DIV/0! | 0 | #DIV/0! | 0
397 | ------ | 0 | 0 | #DIV/0! | #DIV/0! | #DIV/0! | #DIV/0! | #DIV/0! | 1 | 0 | 0 | 0 | 0 | 0 | 0 | 0 | 0 | #DIV/0! | #DIV/0! | #DIV/0! | #DIV/0! | #DIV/0! | 0 | #DIV/0! | 0
398 | ------ | 0 | 0 | #DIV/0! | #DIV/0! | #DIV/0! | #DIV/0! | #DIV/0! | 1 | 0 | 0 | 0 | 0 | 0 | 0 | 0 | 0 | #DIV/0! | #DIV/0! | #DIV/0! | #DIV/0! | #DIV/0! | 0 | #DIV/0! | 0
399 | ------ | 0 | 0 | #DIV/0! | #DIV/0! | #DIV/0! | #DIV/0! | #DIV/0! | 1 | 0 | 0 | 0 | 0 | 0 | 0 | 0 | 0 | #DIV/0! | #DIV/0! | #DIV/0! | #DIV/0! | #DIV/0! | 0 | #DIV/0! | 0
400 | ------ | 0 | 0 | #DIV/0! | #DIV/0! | #DIV/0! | #DIV/0! | #DIV/0! | 1 | 0 | 0 | 0 | 0 | 0 | 0 | 0 | 0 | #DIV/0! | #DIV/0! | #DIV/0! | #DIV/0! | #DIV/0! | 0 | #DIV/0! | 0
401 | ------ | 0 | 0 | #DIV/0! | #DIV/0! | #DIV/0! | #DIV/0! | #DIV/0! | 1 | 0 | 0 | 0 | 0 | 0 | 0 | 0 | 0 | #DIV/0! | #DIV/0! | #DIV/0! | #DIV/0! | #DIV/0! | 0 | #DIV/0! | 0
402 | ------ | 0 | 0 | #DIV/0! | #DIV/0! | #DIV/0! | #DIV/0! | #DIV/0! | 1 | 0 | 0 | 0 | 0 | 0 | 0 | 0 | 0 | #DIV/0! | #DIV/0! | #DIV/0! | #DIV/0! | #DIV/0! | 0 | #DIV/0! | 0
403 | ------ | 0 | 0 | #DIV/0! | #DIV/0! | #DIV/0! | #DIV/0! | #DIV/0! | 1 | 0 | 0 | 0 | 0 | 0 | 0 | 0 | 0 | #DIV/0! | #DIV/0! | #DIV/0! | #DIV/0! | #DIV/0! | 0 | #DIV/0! | 0
404 | ------ | 0 | 0 | #DIV/0! | #DIV/0! | #DIV/0! | #DIV/0! | #DIV/0! | 1 | 0 | 0 | 0 | 0 | 0 | 0 | 0 | 0 | #DIV/0! | #DIV/0! | #DIV/0! | #DIV/0! | #DIV/0! | 0 | #DIV/0! | 0
405 | ------ | 0 | 0 | #DIV/0! | #DIV/0! | #DIV/0! | #DIV/0! | #DIV/0! | 1 | 0 | 0 | 0 | 0 | 0 | 0 | 0 | 0 | #DIV/0! | #DIV/0! | #DIV/0! | #DIV/0! | #DIV/0! | 0 | #DIV/0! | 0
406 | ------ | 0 | 0 | #DIV/0! | #DIV/0! | #DIV/0! | #DIV/0! | #DIV/0! | 1 | 0 | 0 | 0 | 0 | 0 | 0 | 0 | 0 | #DIV/0! | #DIV/0! | #DIV/0! | #DIV/0! | #DIV/0! | 0 | #DIV/0! | 0
407 | ------ | 0 | 0 | #DIV/0! | #DIV/0! | #DIV/0! | #DIV/0! | #DIV/0! | 1 | 0 | 0 | 0 | 0 | 0 | 0 | 0 | 0 | #DIV/0! | #DIV/0! | #DIV/0! | #DIV/0! | #DIV/0! | 0 | #DIV/0! | 0
408 | ------ | 0 | 0 | #DIV/0! | #DIV/0! | #DIV/0! | #DIV/0! | #DIV/0! | 1 | 0 | 0 | 0 | 0 | 0 | 0 | 0 | 0 | #DIV/0! | #DIV/0! | #DIV/0! | #DIV/0! | #DIV/0! | 0 | #DIV/0! | 0
409 | ------ | 0 | 0 | #DIV/0! | #DIV/0! | #DIV/0! | #DIV/0! | #DIV/0! | 1 | 0 | 0 | 0 | 0 | 0 | 0 | 0 | 0 | #DIV/0! | #DIV/0! | #DIV/0! | #DIV/0! | #DIV/0! | 0 | #DIV/0! | 0
410 | ------ | 0 | 0 | #DIV/0! | #DIV/0! | #DIV/0! | #DIV/0! | #DIV/0! | 1 | 0 | 0 | 0 | 0 | 0 | 0 | 0 | 0 | #DIV/0! | #DIV/0! | #DIV/0! | #DIV/0! | #DIV/0! | 0 | #DIV/0! | 0
411 | ------ | 0 | 0 | #DIV/0! | #DIV/0! | #DIV/0! | #DIV/0! | #DIV/0! | 1 | 0 | 0 | 0 | 0 | 0 | 0 | 0 | 0 | #DIV/0! | #DIV/0! | #DIV/0! | #DIV/0! | #DIV/0! | 0 | #DIV/0! | 0
412 | ------ | 0 | 0 | #DIV/0! | #DIV/0! | #DIV/0! | #DIV/0! | #DIV/0! | 1 | 0 | 0 | 0 | 0 | 0 | 0 | 0 | 0 | #DIV/0! | #DIV/0! | #DIV/0! | #DIV/0! | #DIV/0! | 0 | #DIV/0! | 0
413 | ------ | 0 | 0 | #DIV/0! | #DIV/0! | #DIV/0! | #DIV/0! | #DIV/0! | 1 | 0 | 0 | 0 | 0 | 0 | 0 | 0 | 0 | #DIV/0! | #DIV/0! | #DIV/0! | #DIV/0! | #DIV/0! | 0 | #DIV/0! | 0
414 | ------ | 0 | 0 | #DIV/0! | #DIV/0! | #DIV/0! | #DIV/0! | #DIV/0! | 1 | 0 | 0 | 0 | 0 | 0 | 0 | 0 | 0 | #DIV/0! | #DIV/0! | #DIV/0! | #DIV/0! | #DIV/0! | 0 | #DIV/0! | 0
415 | ------ | 0 | 0 | #DIV/0! | #DIV/0! | #DIV/0! | #DIV/0! | #DIV/0! | 1 | 0 | 0 | 0 | 0 | 0 | 0 | 0 | 0 | #DIV/0! | #DIV/0! | #DIV/0! | #DIV/0! | #DIV/0! | 0 | #DIV/0! | 0
416 | ------ | 0 | 0 | #DIV/0! | #DIV/0! | #DIV/0! | #DIV/0! | #DIV/0! | 1 | 0 | 0 | 0 | 0 | 0 | 0 | 0 | 0 | #DIV/0! | #DIV/0! | #DIV/0! | #DIV/0! | #DIV/0! | 0 | #DIV/0! | 0
417 | ------ | 0 | 0 | #DIV/0! | #DIV/0! | #DIV/0! | #DIV/0! | #DIV/0! | 1 | 0 | 0 | 0 | 0 | 0 | 0 | 0 | 0 | #DIV/0! | #DIV/0! | #DIV/0! | #DIV/0! | #DIV/0! | 0 | #DIV/0! | 0
418 | ------ | 0 | 0 | #DIV/0! | #DIV/0! | #DIV/0! | #DIV/0! | #DIV/0! | 1 | 0 | 0 | 0 | 0 | 0 | 0 | 0 | 0 | #DIV/0! | #DIV/0! | #DIV/0! | #DIV/0! | #DIV/0! | 0 | #DIV/0! | 0
419 | ------ | 0 | 0 | #DIV/0! | #DIV/0! | #DIV/0! | #DIV/0! | #DIV/0! | 1 | 0 | 0 | 0 | 0 | 0 | 0 | 0 | 0 | #DIV/0! | #DIV/0! | #DIV/0! | #DIV/0! | #DIV/0! | 0 | #DIV/0! | 0
420 | ------ | 0 | 0 | #DIV/0! | #DIV/0! | #DIV/0! | #DIV/0! | #DIV/0! | 1 | 0 | 0 | 0 | 0 | 0 | 0 | 0 | 0 | #DIV/0! | #DIV/0! | #DIV/0! | #DIV/0! | #DIV/0! | 0 | #DIV/0! | 0
421 | ------ | 0 | 0 | #DIV/0! | #DIV/0! | #DIV/0! | #DIV/0! | #DIV/0! | 1 | 0 | 0 | 0 | 0 | 0 | 0 | 0 | 0 | #DIV/0! | #DIV/0! | #DIV/0! | #DIV/0! | #DIV/0! | 0 | #DIV/0! | 0
422 | ------ | 0 | 0 | #DIV/0! | #DIV/0! | #DIV/0! | #DIV/0! | #DIV/0! | 1 | 0 | 0 | 0 | 0 | 0 | 0 | 0 | 0 | #DIV/0! | #DIV/0! | #DIV/0! | #DIV/0! | #DIV/0! | 0 | #DIV/0! | 0
423 | ------ | 0 | 0 | #DIV/0! | #DIV/0! | #DIV/0! | #DIV/0! | #DIV/0! | 1 | 0 | 0 | 0 | 0 | 0 | 0 | 0 | 0 | #DIV/0! | #DIV/0! | #DIV/0! | #DIV/0! | #DIV/0! | 0 | #DIV/0! | 0
424 | ------ | 0 | 0 | #DIV/0! | #DIV/0! | #DIV/0! | #DIV/0! | #DIV/0! | 1 | 0 | 0 | 0 | 0 | 0 | 0 | 0 | 0 | #DIV/0! | #DIV/0! | #DIV/0! | #DIV/0! | #DIV/0! | 0 | #DIV/0! | 0
425 | ------ | 0 | 0 | #DIV/0! | #DIV/0! | #DIV/0! | #DIV/0! | #DIV/0! | 1 | 0 | 0 | 0 | 0 | 0 | 0 | 0 | 0 | #DIV/0! | #DIV/0! | #DIV/0! | #DIV/0! | #DIV/0! | 0 | #DIV/0! | 0
426 | ------ | 0 | 0 | #DIV/0! | #DIV/0! | #DIV/0! | #DIV/0! | #DIV/0! | 1 | 0 | 0 | 0 | 0 | 0 | 0 | 0 | 0 | #DIV/0! | #DIV/0! | #DIV/0! | #DIV/0! | #DIV/0! | 0 | #DIV/0! | 0
427 | ------ | 0 | 0 | #DIV/0! | #DIV/0! | #DIV/0! | #DIV/0! | #DIV/0! | 1 | 0 | 0 | 0 | 0 | 0 | 0 | 0 | 0 | #DIV/0! | #DIV/0! | #DIV/0! | #DIV/0! | #DIV/0! | 0 | #DIV/0! | 0
428 | ------ | 0 | 0 | #DIV/0! | #DIV/0! | #DIV/0! | #DIV/0! | #DIV/0! | 1 | 0 | 0 | 0 | 0 | 0 | 0 | 0 | 0 | #DIV/0! | #DIV/0! | #DIV/0! | #DIV/0! | #DIV/0! | 0 | #DIV/0! | 0
429 | ------ | 0 | 0 | #DIV/0! | #DIV/0! | #DIV/0! | #DIV/0! | #DIV/0! | 1 | 0 | 0 | 0 | 0 | 0 | 0 | 0 | 0 | #DIV/0! | #DIV/0! | #DIV/0! | #DIV/0! | #DIV/0! | 0 | #DIV/0! | 0
430 | ------ | 0 | 0 | #DIV/0! | #DIV/0! | #DIV/0! | #DIV/0! | #DIV/0! | 1 | 0 | 0 | 0 | 0 | 0 | 0 | 0 | 0 | #DIV/0! | #DIV/0! | #DIV/0! | #DIV/0! | #DIV/0! | 0 | #DIV/0! | 0
431 | ------ | 0 | 0 | #DIV/0! | #DIV/0! | #DIV/0! | #DIV/0! | #DIV/0! | 1 | 0 | 0 | 0 | 0 | 0 | 0 | 0 | 0 | #DIV/0! | #DIV/0! | #DIV/0! | #DIV/0! | #DIV/0! | 0 | #DIV/0! | 0
432 | ------ | 0 | 0 | #DIV/0! | #DIV/0! | #DIV/0! | #DIV/0! | #DIV/0! | 1 | 0 | 0 | 0 | 0 | 0 | 0 | 0 | 0 | #DIV/0! | #DIV/0! | #DIV/0! | #DIV/0! | #DIV/0! | 0 | #DIV/0! | 0
433 | ------ | 0 | 0 | #DIV/0! | #DIV/0! | #DIV/0! | #DIV/0! | #DIV/0! | 1 | 0 | 0 | 0 | 0 | 0 | 0 | 0 | 0 | #DIV/0! | #DIV/0! | #DIV/0! | #DIV/0! | #DIV/0! | 0 | #DIV/0! | 0
434 | ------ | 0 | 0 | #DIV/0! | #DIV/0! | #DIV/0! | #DIV/0! | #DIV/0! | 1 | 0 | 0 | 0 | 0 | 0 | 0 | 0 | 0 | #DIV/0! | #DIV/0! | #DIV/0! | #DIV/0! | #DIV/0! | 0 | #DIV/0! | 0
435 | ------ | 0 | 0 | #DIV/0! | #DIV/0! | #DIV/0! | #DIV/0! | #DIV/0! | 1 | 0 | 0 | 0 | 0 | 0 | 0 | 0 | 0 | #DIV/0! | #DIV/0! | #DIV/0! | #DIV/0! | #DIV/0! | 0 | #DIV/0! | 0
436 | ------ | 0 | 0 | #DIV/0! | #DIV/0! | #DIV/0! | #DIV/0! | #DIV/0! | 1 | 0 | 0 | 0 | 0 | 0 | 0 | 0 | 0 | #DIV/0! | #DIV/0! | #DIV/0! | #DIV/0! | #DIV/0! | 0 | #DIV/0! | 0
437 | ------ | 0 | 0 | #DIV/0! | #DIV/0! | #DIV/0! | #DIV/0! | #DIV/0! | 1 | 0 | 0 | 0 | 0 | 0 | 0 | 0 | 0 | #DIV/0! | #DIV/0! | #DIV/0! | #DIV/0! | #DIV/0! | 0 | #DIV/0! | 0
438 | ------ | 0 | 0 | #DIV/0! | #DIV/0! | #DIV/0! | #DIV/0! | #DIV/0! | 1 | 0 | 0 | 0 | 0 | 0 | 0 | 0 | 0 | #DIV/0! | #DIV/0! | #DIV/0! | #DIV/0! | #DIV/0! | 0 | #DIV/0! | 0
439 | ------ | 0 | 0 | #DIV/0! | #DIV/0! | #DIV/0! | #DIV/0! | #DIV/0! | 1 | 0 | 0 | 0 | 0 | 0 | 0 | 0 | 0 | #DIV/0! | #DIV/0! | #DIV/0! | #DIV/0! | #DIV/0! | 0 | #DIV/0! | 0
440 | ------ | 0 | 0 | #DIV/0! | #DIV/0! | #DIV/0! | #DIV/0! | #DIV/0! | 1 | 0 | 0 | 0 | 0 | 0 | 0 | 0 | 0 | #DIV/0! | #DIV/0! | #DIV/0! | #DIV/0! | #DIV/0! | 0 | #DIV/0! | 0
441 | ------ | 0 | 0 | #DIV/0! | #DIV/0! | #DIV/0! | #DIV/0! | #DIV/0! | 1 | 0 | 0 | 0 | 0 | 0 | 0 | 0 | 0 | #DIV/0! | #DIV/0! | #DIV/0! | #DIV/0! | #DIV/0! | 0 | #DIV/0! | 0
442 | ------ | 0 | 0 | #DIV/0! | #DIV/0! | #DIV/0! | #DIV/0! | #DIV/0! | 1 | 0 | 0 | 0 | 0 | 0 | 0 | 0 | 0 | #DIV/0! | #DIV/0! | #DIV/0! | #DIV/0! | #DIV/0! | 0 | #DIV/0! | 0
443 | ------ | 0 | 0 | #DIV/0! | #DIV/0! | #DIV/0! | #DIV/0! | #DIV/0! | 1 | 0 | 0 | 0 | 0 | 0 | 0 | 0 | 0 | #DIV/0! | #DIV/0! | #DIV/0! | #DIV/0! | #DIV/0! | 0 | #DIV/0! | 0
444 | ------ | 0 | 0 | #DIV/0! | #DIV/0! | #DIV/0! | #DIV/0! | #DIV/0! | 1 | 0 | 0 | 0 | 0 | 0 | 0 | 0 | 0 | #DIV/0! | #DIV/0! | #DIV/0! | #DIV/0! | #DIV/0! | 0 | #DIV/0! | 0
445 | ------ | 0 | 0 | #DIV/0! | #DIV/0! | #DIV/0! | #DIV/0! | #DIV/0! | 1 | 0 | 0 | 0 | 0 | 0 | 0 | 0 | 0 | #DIV/0! | #DIV/0! | #DIV/0! | #DIV/0! | #DIV/0! | 0 | #DIV/0! | 0
446 | ------ | 0 | 0 | #DIV/0! | #DIV/0! | #DIV/0! | #DIV/0! | #DIV/0! | 1 | 0 | 0 | 0 | 0 | 0 | 0 | 0 | 0 | #DIV/0! | #DIV/0! | #DIV/0! | #DIV/0! | #DIV/0! | 0 | #DIV/0! | 0
447 | ------ | 0 | 0 | #DIV/0! | #DIV/0! | #DIV/0! | #DIV/0! | #DIV/0! | 1 | 0 | 0 | 0 | 0 | 0 | 0 | 0 | 0 | #DIV/0! | #DIV/0! | #DIV/0! | #DIV/0! | #DIV/0! | 0 | #DIV/0! | 0
448 | ------ | 0 | 0 | #DIV/0! | #DIV/0! | #DIV/0! | #DIV/0! | #DIV/0! | 1 | 0 | 0 | 0 | 0 | 0 | 0 | 0 | 0 | #DIV/0! | #DIV/0! | #DIV/0! | #DIV/0! | #DIV/0! | 0 | #DIV/0! | 0
449 | ------ | 0 | 0 | #DIV/0! | #DIV/0! | #DIV/0! | #DIV/0! | #DIV/0! | 1 | 0 | 0 | 0 | 0 | 0 | 0 | 0 | 0 | #DIV/0! | #DIV/0! | #DIV/0! | #DIV/0! | #DIV/0! | 0 | #DIV/0! | 0
450 | ------ | 0 | 0 | #DIV/0! | #DIV/0! | #DIV/0! | #DIV/0! | #DIV/0! | 1 | 0 | 0 | 0 | 0 | 0 | 0 | 0 | 0 | #DIV/0! | #DIV/0! | #DIV/0! | #DIV/0! | #DIV/0! | 0 | #DIV/0! | 0
451 | ------ | 0 | 0 | #DIV/0! | #DIV/0! | #DIV/0! | #DIV/0! | #DIV/0! | 1 | 0 | 0 | 0 | 0 | 0 | 0 | 0 | 0 | #DIV/0! | #DIV/0! | #DIV/0! | #DIV/0! | #DIV/0! | 0 | #DIV/0! | 0
452 | ------ | 0 | 0 | #DIV/0! | #DIV/0! | #DIV/0! | #DIV/0! | #DIV/0! | 1 | 0 | 0 | 0 | 0 | 0 | 0 | 0 | 0 | #DIV/0! | #DIV/0! | #DIV/0! | #DIV/0! | #DIV/0! | 0 | #DIV/0! | 0
453 | ------ | 0 | 0 | #DIV/0! | #DIV/0! | #DIV/0! | #DIV/0! | #DIV/0! | 1 | 0 | 0 | 0 | 0 | 0 | 0 | 0 | 0 | #DIV/0! | #DIV/0! | #DIV/0! | #DIV/0! | #DIV/0! | 0 | #DIV/0! | 0
454 | ------ | 0 | 0 | #DIV/0! | #DIV/0! | #DIV/0! | #DIV/0! | #DIV/0! | 1 | 0 | 0 | 0 | 0 | 0 | 0 | 0 | 0 | #DIV/0! | #DIV/0! | #DIV/0! | #DIV/0! | #DIV/0! | 0 | #DIV/0! | 0
455 | ------ | 0 | 0 | #DIV/0! | #DIV/0! | #DIV/0! | #DIV/0! | #DIV/0! | 1 | 0 | 0 | 0 | 0 | 0 | 0 | 0 | 0 | #DIV/0! | #DIV/0! | #DIV/0! | #DIV/0! | #DIV/0! | 0 | #DIV/0! | 0
456 | ------ | 0 | 0 | #DIV/0! | #DIV/0! | #DIV/0! | #DIV/0! | #DIV/0! | 1 | 0 | 0 | 0 | 0 | 0 | 0 | 0 | 0 | #DIV/0! | #DIV/0! | #DIV/0! | #DIV/0! | #DIV/0! | 0 | #DIV/0! | 0
457 | ------ | 0 | 0 | #DIV/0! | #DIV/0! | #DIV/0! | #DIV/0! | #DIV/0! | 1 | 0 | 0 | 0 | 0 | 0 | 0 | 0 | 0 | #DIV/0! | #DIV/0! | #DIV/0! | #DIV/0! | #DIV/0! | 0 | #DIV/0! | 0
458 | ------ | 0 | 0 | #DIV/0! | #DIV/0! | #DIV/0! | #DIV/0! | #DIV/0! | 1 | 0 | 0 | 0 | 0 | 0 | 0 | 0 | 0 | #DIV/0! | #DIV/0! | #DIV/0! | #DIV/0! | #DIV/0! | 0 | #DIV/0! | 0
459 | ------ | 0 | 0 | #DIV/0! | #DIV/0! | #DIV/0! | #DIV/0! | #DIV/0! | 1 | 0 | 0 | 0 | 0 | 0 | 0 | 0 | 0 | #DIV/0! | #DIV/0! | #DIV/0! | #DIV/0! | #DIV/0! | 0 | #DIV/0! | 0
460 | ------ | 0 | 0 | #DIV/0! | #DIV/0! | #DIV/0! | #DIV/0! | #DIV/0! | 1 | 0 | 0 | 0 | 0 | 0 | 0 | 0 | 0 | #DIV/0! | #DIV/0! | #DIV/0! | #DIV/0! | #DIV/0! | 0 | #DIV/0! | 0
461 | ------ | 0 | 0 | #DIV/0! | #DIV/0! | #DIV/0! | #DIV/0! | #DIV/0! | 1 | 0 | 0 | 0 | 0 | 0 | 0 | 0 | 0 | #DIV/0! | #DIV/0! | #DIV/0! | #DIV/0! | #DIV/0! | 0 | #DIV/0! | 0
462 | ------ | 0 | 0 | #DIV/0! | #DIV/0! | #DIV/0! | #DIV/0! | #DIV/0! | 1 | 0 | 0 | 0 | 0 | 0 | 0 | 0 | 0 | #DIV/0! | #DIV/0! | #DIV/0! | #DIV/0! | #DIV/0! | 0 | #DIV/0! | 0
463 | ------ | 0 | 0 | #DIV/0! | #DIV/0! | #DIV/0! | #DIV/0! | #DIV/0! | 1 | 0 | 0 | 0 | 0 | 0 | 0 | 0 | 0 | #DIV/0! | #DIV/0! | #DIV/0! | #DIV/0! | #DIV/0! | 0 | #DIV/0! | 0
464 | ------ | 0 | 0 | #DIV/0! | #DIV/0! | #DIV/0! | #DIV/0! | #DIV/0! | 1 | 0 | 0 | 0 | 0 | 0 | 0 | 0 | 0 | #DIV/0! | #DIV/0! | #DIV/0! | #DIV/0! | #DIV/0! | 0 | #DIV/0! | 0
465 | ------ | 0 | 0 | #DIV/0! | #DIV/0! | #DIV/0! | #DIV/0! | #DIV/0! | 1 | 0 | 0 | 0 | 0 | 0 | 0 | 0 | 0 | #DIV/0! | #DIV/0! | #DIV/0! | #DIV/0! | #DIV/0! | 0 | #DIV/0! | 0
466 | ------ | 0 | 0 | #DIV/0! | #DIV/0! | #DIV/0! | #DIV/0! | #DIV/0! | 1 | 0 | 0 | 0 | 0 | 0 | 0 | 0 | 0 | #DIV/0! | #DIV/0! | #DIV/0! | #DIV/0! | #DIV/0! | 0 | #DIV/0! | 0
467 | ------ | 0 | 0 | #DIV/0! | #DIV/0! | #DIV/0! | #DIV/0! | #DIV/0! | 1 | 0 | 0 | 0 | 0 | 0 | 0 | 0 | 0 | #DIV/0! | #DIV/0! | #DIV/0! | #DIV/0! | #DIV/0! | 0 | #DIV/0! | 0
468 | ------ | 0 | 0 | #DIV/0! | #DIV/0! | #DIV/0! | #DIV/0! | #DIV/0! | 1 | 0 | 0 | 0 | 0 | 0 | 0 | 0 | 0 | #DIV/0! | #DIV/0! | #DIV/0! | #DIV/0! | #DIV/0! | 0 | #DIV/0! | 0
469 | ------ | 0 | 0 | #DIV/0! | #DIV/0! | #DIV/0! | #DIV/0! | #DIV/0! | 1 | 0 | 0 | 0 | 0 | 0 | 0 | 0 | 0 | #DIV/0! | #DIV/0! | #DIV/0! | #DIV/0! | #DIV/0! | 0 | #DIV/0! | 0
470 | ------ | 0 | 0 | #DIV/0! | #DIV/0! | #DIV/0! | #DIV/0! | #DIV/0! | 1 | 0 | 0 | 0 | 0 | 0 | 0 | 0 | 0 | #DIV/0! | #DIV/0! | #DIV/0! | #DIV/0! | #DIV/0! | 0 | #DIV/0! | 0
471 | ------ | 0 | 0 | #DIV/0! | #DIV/0! | #DIV/0! | #DIV/0! | #DIV/0! | 1 | 0 | 0 | 0 | 0 | 0 | 0 | 0 | 0 | #DIV/0! | #DIV/0! | #DIV/0! | #DIV/0! | #DIV/0! | 0 | #DIV/0! | 0
472 | ------ | 0 | 0 | #DIV/0! | #DIV/0! | #DIV/0! | #DIV/0! | #DIV/0! | 1 | 0 | 0 | 0 | 0 | 0 | 0 | 0 | 0 | #DIV/0! | #DIV/0! | #DIV/0! | #DIV/0! | #DIV/0! | 0 | #DIV/0! | 0
473 | ------ | 0 | 0 | #DIV/0! | #DIV/0! | #DIV/0! | #DIV/0! | #DIV/0! | 1 | 0 | 0 | 0 | 0 | 0 | 0 | 0 | 0 | #DIV/0! | #DIV/0! | #DIV/0! | #DIV/0! | #DIV/0! | 0 | #DIV/0! | 0
474 | ------ | 0 | 0 | #DIV/0! | #DIV/0! | #DIV/0! | #DIV/0! | #DIV/0! | 1 | 0 | 0 | 0 | 0 | 0 | 0 | 0 | 0 | #DIV/0! | #DIV/0! | #DIV/0! | #DIV/0! | #DIV/0! | 0 | #DIV/0! | 0
475 | ------ | 0 | 0 | #DIV/0! | #DIV/0! | #DIV/0! | #DIV/0! | #DIV/0! | 1 | 0 | 0 | 0 | 0 | 0 | 0 | 0 | 0 | #DIV/0! | #DIV/0! | #DIV/0! | #DIV/0! | #DIV/0! | 0 | #DIV/0! | 0
476 | ------ | 0 | 0 | #DIV/0! | #DIV/0! | #DIV/0! | #DIV/0! | #DIV/0! | 1 | 0 | 0 | 0 | 0 | 0 | 0 | 0 | 0 | #DIV/0! | #DIV/0! | #DIV/0! | #DIV/0! | #DIV/0! | 0 | #DIV/0! | 0
477 | ------ | 0 | 0 | #DIV/0! | #DIV/0! | #DIV/0! | #DIV/0! | #DIV/0! | 1 | 0 | 0 | 0 | 0 | 0 | 0 | 0 | 0 | #DIV/0! | #DIV/0! | #DIV/0! | #DIV/0! | #DIV/0! | 0 | #DIV/0! | 0
478 | ------ | 0 | 0 | #DIV/0! | #DIV/0! | #DIV/0! | #DIV/0! | #DIV/0! | 1 | 0 | 0 | 0 | 0 | 0 | 0 | 0 | 0 | #DIV/0! | #DIV/0! | #DIV/0! | #DIV/0! | #DIV/0! | 0 | #DIV/0! | 0
479 | ------ | 0 | 0 | #DIV/0! | #DIV/0! | #DIV/0! | #DIV/0! | #DIV/0! | 1 | 0 | 0 | 0 | 0 | 0 | 0 | 0 | 0 | #DIV/0! | #DIV/0! | #DIV/0! | #DIV/0! | #DIV/0! | 0 | #DIV/0! | 0
480 | ------ | 0 | 0 | #DIV/0! | #DIV/0! | #DIV/0! | #DIV/0! | #DIV/0! | 1 | 0 | 0 | 0 | 0 | 0 | 0 | 0 | 0 | #DIV/0! | #DIV/0! | #DIV/0! | #DIV/0! | #DIV/0! | 0 | #DIV/0! | 0
481 | ------ | 0 | 0 | #DIV/0! | #DIV/0! | #DIV/0! | #DIV/0! | #DIV/0! | 1 | 0 | 0 | 0 | 0 | 0 | 0 | 0 | 0 | #DIV/0! | #DIV/0! | #DIV/0! | #DIV/0! | #DIV/0! | 0 | #DIV/0! | 0
482 | ------ | 0 | 0 | #DIV/0! | #DIV/0! | #DIV/0! | #DIV/0! | #DIV/0! | 1 | 0 | 0 | 0 | 0 | 0 | 0 | 0 | 0 | #DIV/0! | #DIV/0! | #DIV/0! | #DIV/0! | #DIV/0! | 0 | #DIV/0! | 0
483 | ------ | 0 | 0 | #DIV/0! | #DIV/0! | #DIV/0! | #DIV/0! | #DIV/0! | 1 | 0 | 0 | 0 | 0 | 0 | 0 | 0 | 0 | #DIV/0! | #DIV/0! | #DIV/0! | #DIV/0! | #DIV/0! | 0 | #DIV/0! | 0
484 | ------ | 0 | 0 | #DIV/0! | #DIV/0! | #DIV/0! | #DIV/0! | #DIV/0! | 1 | 0 | 0 | 0 | 0 | 0 | 0 | 0 | 0 | #DIV/0! | #DIV/0! | #DIV/0! | #DIV/0! | #DIV/0! | 0 | #DIV/0! | 0
485 | ------ | 0 | 0 | #DIV/0! | #DIV/0! | #DIV/0! | #DIV/0! | #DIV/0! | 1 | 0 | 0 | 0 | 0 | 0 | 0 | 0 | 0 | #DIV/0! | #DIV/0! | #DIV/0! | #DIV/0! | #DIV/0! | 0 | #DIV/0! | 0
486 | ------ | 0 | 0 | #DIV/0! | #DIV/0! | #DIV/0! | #DIV/0! | #DIV/0! | 1 | 0 | 0 | 0 | 0 | 0 | 0 | 0 | 0 | #DIV/0! | #DIV/0! | #DIV/0! | #DIV/0! | #DIV/0! | 0 | #DIV/0! | 0
487 | ------ | 0 | 0 | #DIV/0! | #DIV/0! | #DIV/0! | #DIV/0! | #DIV/0! | 1 | 0 | 0 | 0 | 0 | 0 | 0 | 0 | 0 | #DIV/0! | #DIV/0! | #DIV/0! | #DIV/0! | #DIV/0! | 0 | #DIV/0! | 0
488 | ------ | 0 | 0 | #DIV/0! | #DIV/0! | #DIV/0! | #DIV/0! | #DIV/0! | 1 | 0 | 0 | 0 | 0 | 0 | 0 | 0 | 0 | #DIV/0! | #DIV/0! | #DIV/0! | #DIV/0! | #DIV/0! | 0 | #DIV/0! | 0
489 | ------ | 0 | 0 | #DIV/0! | #DIV/0! | #DIV/0! | #DIV/0! | #DIV/0! | 1 | 0 | 0 | 0 | 0 | 0 | 0 | 0 | 0 | #DIV/0! | #DIV/0! | #DIV/0! | #DIV/0! | #DIV/0! | 0 | #DIV/0! | 0
490 | ------ | 0 | 0 | #DIV/0! | #DIV/0! | #DIV/0! | #DIV/0! | #DIV/0! | 1 | 0 | 0 | 0 | 0 | 0 | 0 | 0 | 0 | #DIV/0! | #DIV/0! | #DIV/0! | #DIV/0! | #DIV/0! | 0 | #DIV/0! | 0
491 | ------ | 0 | 0 | #DIV/0! | #DIV/0! | #DIV/0! | #DIV/0! | #DIV/0! | 1 | 0 | 0 | 0 | 0 | 0 | 0 | 0 | 0 | #DIV/0! | #DIV/0! | #DIV/0! | #DIV/0! | #DIV/0! | 0 | #DIV/0! | 0
492 | ------ | 0 | 0 | #DIV/0! | #DIV/0! | #DIV/0! | #DIV/0! | #DIV/0! | 1 | 0 | 0 | 0 | 0 | 0 | 0 | 0 | 0 | #DIV/0! | #DIV/0! | #DIV/0! | #DIV/0! | #DIV/0! | 0 | #DIV/0! | 0
493 | ------ | 0 | 0 | #DIV/0! | #DIV/0! | #DIV/0! | #DIV/0! | #DIV/0! | 1 | 0 | 0 | 0 | 0 | 0 | 0 | 0 | 0 | #DIV/0! | #DIV/0! | #DIV/0! | #DIV/0! | #DIV/0! | 0 | #DIV/0! | 0
494 | ------ | 0 | 0 | #DIV/0! | #DIV/0! | #DIV/0! | #DIV/0! | #DIV/0! | 1 | 0 | 0 | 0 | 0 | 0 | 0 | 0 | 0 | #DIV/0! | #DIV/0! | #DIV/0! | #DIV/0! | #DIV/0! | 0 | #DIV/0! | 0
495 | ------ | 0 | 0 | #DIV/0! | #DIV/0! | #DIV/0! | #DIV/0! | #DIV/0! | 1 | 0 | 0 | 0 | 0 | 0 | 0 | 0 | 0 | #DIV/0! | #DIV/0! | #DIV/0! | #DIV/0! | #DIV/0! | 0 | #DIV/0! | 0
496 | ------ | 0 | 0 | #DIV/0! | #DIV/0! | #DIV/0! | #DIV/0! | #DIV/0! | 1 | 0 | 0 | 0 | 0 | 0 | 0 | 0 | 0 | #DIV/0! | #DIV/0! | #DIV/0! | #DIV/0! | #DIV/0! | 0 | #DIV/0! | 0
497 | ------ | 0 | 0 | #DIV/0! | #DIV/0! | #DIV/0! | #DIV/0! | #DIV/0! | 1 | 0 | 0 | 0 | 0 | 0 | 0 | 0 | 0 | #DIV/0! | #DIV/0! | #DIV/0! | #DIV/0! | #DIV/0! | 0 | #DIV/0! | 0
498 | ------ | 0 | 0 | #DIV/0! | #DIV/0! | #DIV/0! | #DIV/0! | #DIV/0! | 1 | 0 | 0 | 0 | 0 | 0 | 0 | 0 | 0 | #DIV/0! | #DIV/0! | #DIV/0! | #DIV/0! | #DIV/0! | 0 | #DIV/0! | 0
499 | ------ | 0 | 0 | #DIV/0! | #DIV/0! | #DIV/0! | #DIV/0! | #DIV/0! | 1 | 0 | 0 | 0 | 0 | 0 | 0 | 0 | 0 | #DIV/0! | #DIV/0! | #DIV/0! | #DIV/0! | #DIV/0! | 0 | #DIV/0! | 0
500 | ------ | 0 | 0 | #DIV/0! | #DIV/0! | #DIV/0! | #DIV/0! | #DIV/0! | 1 | 0 | 0 | 0 | 0 | 0 | 0 | 0 | 0 | #DIV/0! | #DIV/0! | #DIV/0! | #DIV/0! | #DIV/0! | 0 | #DIV/0! | 0
501 | ------ | 0 | 0 | #DIV/0! | #DIV/0! | #DIV/0! | #DIV/0! | #DIV/0! | 1 | 0 | 0 | 0 | 0 | 0 | 0 | 0 | 0 | #DIV/0! | #DIV/0! | #DIV/0! | #DIV/0! | #DIV/0! | 0 | #DIV/0! | 0
502 | ------ | 0 | 0 | #DIV/0! | #DIV/0! | #DIV/0! | #DIV/0! | #DIV/0! | 1 | 0 | 0 | 0 | 0 | 0 | 0 | 0 | 0 | #DIV/0! | #DIV/0! | #DIV/0! | #DIV/0! | #DIV/0! | 0 | #DIV/0! | 0
503 | ------ | 0 | 0 | #DIV/0! | #DIV/0! | #DIV/0! | #DIV/0! | #DIV/0! | 1 | 0 | 0 | 0 | 0 | 0 | 0 | 0 | 0 | #DIV/0! | #DIV/0! | #DIV/0! | #DIV/0! | #DIV/0! | 0 | #DIV/0! | 0
504 | ------ | 0 | 0 | #DIV/0! | #DIV/0! | #DIV/0! | #DIV/0! | #DIV/0! | 1 | 0 | 0 | 0 | 0 | 0 | 0 | 0 | 0 | #DIV/0! | #DIV/0! | #DIV/0! | #DIV/0! | #DIV/0! | 0 | #DIV/0! | 0
505 | ------ | 0 | 0 | #DIV/0! | #DIV/0! | #DIV/0! | #DIV/0! | #DIV/0! | 1 | 0 | 0 | 0 | 0 | 0 | 0 | 0 | 0 | #DIV/0! | #DIV/0! | #DIV/0! | #DIV/0! | #DIV/0! | 0 | #DIV/0! | 0
506 | ------ | 0 | 0 | #DIV/0! | #DIV/0! | #DIV/0! | #DIV/0! | #DIV/0! | 1 | 0 | 0 | 0 | 0 | 0 | 0 | 0 | 0 | #DIV/0! | #DIV/0! | #DIV/0! | #DIV/0! | #DIV/0! | 0 | #DIV/0! | 0
507 | ------ | 0 | 0 | #DIV/0! | #DIV/0! | #DIV/0! | #DIV/0! | #DIV/0! | 1 | 0 | 0 | 0 | 0 | 0 | 0 | 0 | 0 | #DIV/0! | #DIV/0! | #DIV/0! | #DIV/0! | #DIV/0! | 0 | #DIV/0! | 0
508 | ------ | 0 | 0 | #DIV/0! | #DIV/0! | #DIV/0! | #DIV/0! | #DIV/0! | 1 | 0 | 0 | 0 | 0 | 0 | 0 | 0 | 0 | #DIV/0! | #DIV/0! | #DIV/0! | #DIV/0! | #DIV/0! | 0 | #DIV/0! | 0
509 | ------ | 0 | 0 | #DIV/0! | #DIV/0! | #DIV/0! | #DIV/0! | #DIV/0! | 1 | 0 | 0 | 0 | 0 | 0 | 0 | 0 | 0 | #DIV/0! | #DIV/0! | #DIV/0! | #DIV/0! | #DIV/0! | 0 | #DIV/0! | 0
510 | ------ | 0 | 0 | #DIV/0! | #DIV/0! | #DIV/0! | #DIV/0! | #DIV/0! | 1 | 0 | 0 | 0 | 0 | 0 | 0 | 0 | 0 | #DIV/0! | #DIV/0! | #DIV/0! | #DIV/0! | #DIV/0! | 0 | #DIV/0! | 0
511 | ------ | 0 | 0 | #DIV/0! | #DIV/0! | #DIV/0! | #DIV/0! | #DIV/0! | 1 | 0 | 0 | 0 | 0 | 0 | 0 | 0 | 0 | #DIV/0! | #DIV/0! | #DIV/0! | #DIV/0! | #DIV/0! | 0 | #DIV/0! | 0
512 | ------ | 0 | 0 | #DIV/0! | #DIV/0! | #DIV/0! | #DIV/0! | #DIV/0! | 1 | 0 | 0 | 0 | 0 | 0 | 0 | 0 | 0 | #DIV/0! | #DIV/0! | #DIV/0! | #DIV/0! | #DIV/0! | 0 | #DIV/0! | 0
513 | ------ | 0 | 0 | #DIV/0! | #DIV/0! | #DIV/0! | #DIV/0! | #DIV/0! | 1 | 0 | 0 | 0 | 0 | 0 | 0 | 0 | 0 | #DIV/0! | #DIV/0! | #DIV/0! | #DIV/0! | #DIV/0! | 0 | #DIV/0! | 0
514 | ------ | 0 | 0 | #DIV/0! | #DIV/0! | #DIV/0! | #DIV/0! | #DIV/0! | 1 | 0 | 0 | 0 | 0 | 0 | 0 | 0 | 0 | #DIV/0! | #DIV/0! | #DIV/0! | #DIV/0! | #DIV/0! | 0 | #DIV/0! | 0
515 | ------ | 0 | 0 | #DIV/0! | #DIV/0! | #DIV/0! | #DIV/0! | #DIV/0! | 1 | 0 | 0 | 0 | 0 | 0 | 0 | 0 | 0 | #DIV/0! | #DIV/0! | #DIV/0! | #DIV/0! | #DIV/0! | 0 | #DIV/0! | 0
516 | ------ | 0 | 0 | #DIV/0! | #DIV/0! | #DIV/0! | #DIV/0! | #DIV/0! | 1 | 0 | 0 | 0 | 0 | 0 | 0 | 0 | 0 | #DIV/0! | #DIV/0! | #DIV/0! | #DIV/0! | #DIV/0! | 0 | #DIV/0! | 0
517 | ------ | 0 | 0 | #DIV/0! | #DIV/0! | #DIV/0! | #DIV/0! | #DIV/0! | 1 | 0 | 0 | 0 | 0 | 0 | 0 | 0 | 0 | #DIV/0! | #DIV/0! | #DIV/0! | #DIV/0! | #DIV/0! | 0 | #DIV/0! | 0
518 | ------ | 0 | 0 | #DIV/0! | #DIV/0! | #DIV/0! | #DIV/0! | #DIV/0! | 1 | 0 | 0 | 0 | 0 | 0 | 0 | 0 | 0 | #DIV/0! | #DIV/0! | #DIV/0! | #DIV/0! | #DIV/0! | 0 | #DIV/0! | 0
519 | ------ | 0 | 0 | #DIV/0! | #DIV/0! | #DIV/0! | #DIV/0! | #DIV/0! | 1 | 0 | 0 | 0 | 0 | 0 | 0 | 0 | 0 | #DIV/0! | #DIV/0! | #DIV/0! | #DIV/0! | #DIV/0! | 0 | #DIV/0! | 0
520 | ------ | 0 | 0 | #DIV/0! | #DIV/0! | #DIV/0! | #DIV/0! | #DIV/0! | 1 | 0 | 0 | 0 | 0 | 0 | 0 | 0 | 0 | #DIV/0! | #DIV/0! | #DIV/0! | #DIV/0! | #DIV/0! | 0 | #DIV/0! | 0
521 | ------ | 0 | 0 | #DIV/0! | #DIV/0! | #DIV/0! | #DIV/0! | #DIV/0! | 1 | 0 | 0 | 0 | 0 | 0 | 0 | 0 | 0 | #DIV/0! | #DIV/0! | #DIV/0! | #DIV/0! | #DIV/0! | 0 | #DIV/0! | 0
522 | ------ | 0 | 0 | #DIV/0! | #DIV/0! | #DIV/0! | #DIV/0! | #DIV/0! | 1 | 0 | 0 | 0 | 0 | 0 | 0 | 0 | 0 | #DIV/0! | #DIV/0! | #DIV/0! | #DIV/0! | #DIV/0! | 0 | #DIV/0! | 0
523 | ------ | 0 | 0 | #DIV/0! | #DIV/0! | #DIV/0! | #DIV/0! | #DIV/0! | 1 | 0 | 0 | 0 | 0 | 0 | 0 | 0 | 0 | #DIV/0! | #DIV/0! | #DIV/0! | #DIV/0! | #DIV/0! | 0 | #DIV/0! | 0
524 | ------ | 0 | 0 | #DIV/0! | #DIV/0! | #DIV/0! | #DIV/0! | #DIV/0! | 1 | 0 | 0 | 0 | 0 | 0 | 0 | 0 | 0 | #DIV/0! | #DIV/0! | #DIV/0! | #DIV/0! | #DIV/0! | 0 | #DIV/0! | 0
525 | ------ | 0 | 0 | #DIV/0! | #DIV/0! | #DIV/0! | #DIV/0! | #DIV/0! | 1 | 0 | 0 | 0 | 0 | 0 | 0 | 0 | 0 | #DIV/0! | #DIV/0! | #DIV/0! | #DIV/0! | #DIV/0! | 0 | #DIV/0! | 0
526 | ------ | 0 | 0 | #DIV/0! | #DIV/0! | #DIV/0! | #DIV/0! | #DIV/0! | 1 | 0 | 0 | 0 | 0 | 0 | 0 | 0 | 0 | #DIV/0! | #DIV/0! | #DIV/0! | #DIV/0! | #DIV/0! | 0 | #DIV/0! | 0
527 | ------ | 0 | 0 | #DIV/0! | #DIV/0! | #DIV/0! | #DIV/0! | #DIV/0! | 1 | 0 | 0 | 0 | 0 | 0 | 0 | 0 | 0 | #DIV/0! | #DIV/0! | #DIV/0! | #DIV/0! | #DIV/0! | 0 | #DIV/0! | 0
528 | ------ | 0 | 0 | #DIV/0! | #DIV/0! | #DIV/0! | #DIV/0! | #DIV/0! | 1 | 0 | 0 | 0 | 0 | 0 | 0 | 0 | 0 | #DIV/0! | #DIV/0! | #DIV/0! | #DIV/0! | #DIV/0! | 0 | #DIV/0! | 0
529 | ------ | 0 | 0 | #DIV/0! | #DIV/0! | #DIV/0! | #DIV/0! | #DIV/0! | 1 | 0 | 0 | 0 | 0 | 0 | 0 | 0 | 0 | #DIV/0! | #DIV/0! | #DIV/0! | #DIV/0! | #DIV/0! | 0 | #DIV/0! | 0
530 | ------ | 0 | 0 | #DIV/0! | #DIV/0! | #DIV/0! | #DIV/0! | #DIV/0! | 1 | 0 | 0 | 0 | 0 | 0 | 0 | 0 | 0 | #DIV/0! | #DIV/0! | #DIV/0! | #DIV/0! | #DIV/0! | 0 | #DIV/0! | 0
531 | ------ | 0 | 0 | #DIV/0! | #DIV/0! | #DIV/0! | #DIV/0! | #DIV/0! | 1 | 0 | 0 | 0 | 0 | 0 | 0 | 0 | 0 | #DIV/0! | #DIV/0! | #DIV/0! | #DIV/0! | #DIV/0! | 0 | #DIV/0! | 0
532 | ------ | 0 | 0 | #DIV/0! | #DIV/0! | #DIV/0! | #DIV/0! | #DIV/0! | 1 | 0 | 0 | 0 | 0 | 0 | 0 | 0 | 0 | #DIV/0! | #DIV/0! | #DIV/0! | #DIV/0! | #DIV/0! | 0 | #DIV/0! | 0
533 | ------ | 0 | 0 | #DIV/0! | #DIV/0! | #DIV/0! | #DIV/0! | #DIV/0! | 1 | 0 | 0 | 0 | 0 | 0 | 0 | 0 | 0 | #DIV/0! | #DIV/0! | #DIV/0! | #DIV/0! | #DIV/0! | 0 | #DIV/0! | 0
534 | ------ | 0 | 0 | #DIV/0! | #DIV/0! | #DIV/0! | #DIV/0! | #DIV/0! | 1 | 0 | 0 | 0 | 0 | 0 | 0 | 0 | 0 | #DIV/0! | #DIV/0! | #DIV/0! | #DIV/0! | #DIV/0! | 0 | #DIV/0! | 0
535 | ------ | 0 | 0 | #DIV/0! | #DIV/0! | #DIV/0! | #DIV/0! | #DIV/0! | 1 | 0 | 0 | 0 | 0 | 0 | 0 | 0 | 0 | #DIV/0! | #DIV/0! | #DIV/0! | #DIV/0! | #DIV/0! | 0 | #DIV/0! | 0
536 | ------ | 0 | 0 | #DIV/0! | #DIV/0! | #DIV/0! | #DIV/0! | #DIV/0! | 1 | 0 | 0 | 0 | 0 | 0 | 0 | 0 | 0 | #DIV/0! | #DIV/0! | #DIV/0! | #DIV/0! | #DIV/0! | 0 | #DIV/0! | 0
537 | ------ | 0 | 0 | #DIV/0! | #DIV/0! | #DIV/0! | #DIV/0! | #DIV/0! | 1 | 0 | 0 | 0 | 0 | 0 | 0 | 0 | 0 | #DIV/0! | #DIV/0! | #DIV/0! | #DIV/0! | #DIV/0! | 0 | #DIV/0! | 0
538 | ------ | 0 | 0 | #DIV/0! | #DIV/0! | #DIV/0! | #DIV/0! | #DIV/0! | 1 | 0 | 0 | 0 | 0 | 0 | 0 | 0 | 0 | #DIV/0! | #DIV/0! | #DIV/0! | #DIV/0! | #DIV/0! | 0 | #DIV/0! | 0
539 | ------ | 0 | 0 | #DIV/0! | #DIV/0! | #DIV/0! | #DIV/0! | #DIV/0! | 1 | 0 | 0 | 0 | 0 | 0 | 0 | 0 | 0 | #DIV/0! | #DIV/0! | #DIV/0! | #DIV/0! | #DIV/0! | 0 | #DIV/0! | 0
540 | ------ | 0 | 0 | #DIV/0! | #DIV/0! | #DIV/0! | #DIV/0! | #DIV/0! | 1 | 0 | 0 | 0 | 0 | 0 | 0 | 0 | 0 | #DIV/0! | #DIV/0! | #DIV/0! | #DIV/0! | #DIV/0! | 0 | #DIV/0! | 0
541 | ------ | 0 | 0 | #DIV/0! | #DIV/0! | #DIV/0! | #DIV/0! | #DIV/0! | 1 | 0 | 0 | 0 | 0 | 0 | 0 | 0 | 0 | #DIV/0! | #DIV/0! | #DIV/0! | #DIV/0! | #DIV/0! | 0 | #DIV/0! | 0
542 | ------ | 0 | 0 | #DIV/0! | #DIV/0! | #DIV/0! | #DIV/0! | #DIV/0! | 1 | 0 | 0 | 0 | 0 | 0 | 0 | 0 | 0 | #DIV/0! | #DIV/0! | #DIV/0! | #DIV/0! | #DIV/0! | 0 | #DIV/0! | 0
543 | ------ | 0 | 0 | #DIV/0! | #DIV/0! | #DIV/0! | #DIV/0! | #DIV/0! | 1 | 0 | 0 | 0 | 0 | 0 | 0 | 0 | 0 | #DIV/0! | #DIV/0! | #DIV/0! | #DIV/0! | #DIV/0! | 0 | #DIV/0! | 0
544 | ------ | 0 | 0 | #DIV/0! | #DIV/0! | #DIV/0! | #DIV/0! | #DIV/0! | 1 | 0 | 0 | 0 | 0 | 0 | 0 | 0 | 0 | #DIV/0! | #DIV/0! | #DIV/0! | #DIV/0! | #DIV/0! | 0 | #DIV/0! | 0
545 | ------ | 0 | 0 | #DIV/0! | #DIV/0! | #DIV/0! | #DIV/0! | #DIV/0! | 1 | 0 | 0 | 0 | 0 | 0 | 0 | 0 | 0 | #DIV/0! | #DIV/0! | #DIV/0! | #DIV/0! | #DIV/0! | 0 | #DIV/0! | 0
546 | ------ | 0 | 0 | #DIV/0! | #DIV/0! | #DIV/0! | #DIV/0! | #DIV/0! | 1 | 0 | 0 | 0 | 0 | 0 | 0 | 0 | 0 | #DIV/0! | #DIV/0! | #DIV/0! | #DIV/0! | #DIV/0! | 0 | #DIV/0! | 0
547 | ------ | 0 | 0 | #DIV/0! | #DIV/0! | #DIV/0! | #DIV/0! | #DIV/0! | 1 | 0 | 0 | 0 | 0 | 0 | 0 | 0 | 0 | #DIV/0! | #DIV/0! | #DIV/0! | #DIV/0! | #DIV/0! | 0 | #DIV/0! | 0
548 | ------ | 0 | 0 | #DIV/0! | #DIV/0! | #DIV/0! | #DIV/0! | #DIV/0! | 1 | 0 | 0 | 0 | 0 | 0 | 0 | 0 | 0 | #DIV/0! | #DIV/0! | #DIV/0! | #DIV/0! | #DIV/0! | 0 | #DIV/0! | 0
549 | ------ | 0 | 0 | #DIV/0! | #DIV/0! | #DIV/0! | #DIV/0! | #DIV/0! | 1 | 0 | 0 | 0 | 0 | 0 | 0 | 0 | 0 | #DIV/0! | #DIV/0! | #DIV/0! | #DIV/0! | #DIV/0! | 0 | #DIV/0! | 0
550 | ------ | 0 | 0 | #DIV/0! | #DIV/0! | #DIV/0! | #DIV/0! | #DIV/0! | 1 | 0 | 0 | 0 | 0 | 0 | 0 | 0 | 0 | #DIV/0! | #DIV/0! | #DIV/0! | #DIV/0! | #DIV/0! | 0 | #DIV/0! | 0
551 | ------ | 0 | 0 | #DIV/0! | #DIV/0! | #DIV/0! | #DIV/0! | #DIV/0! | 1 | 0 | 0 | 0 | 0 | 0 | 0 | 0 | 0 | #DIV/0! | #DIV/0! | #DIV/0! | #DIV/0! | #DIV/0! | 0 | #DIV/0! | 0
552 | ------ | 0 | 0 | #DIV/0! | #DIV/0! | #DIV/0! | #DIV/0! | #DIV/0! | 1 | 0 | 0 | 0 | 0 | 0 | 0 | 0 | 0 | #DIV/0! | #DIV/0! | #DIV/0! | #DIV/0! | #DIV/0! | 0 | #DIV/0! | 0
553 | ------ | 0 | 0 | #DIV/0! | #DIV/0! | #DIV/0! | #DIV/0! | #DIV/0! | 1 | 0 | 0 | 0 | 0 | 0 | 0 | 0 | 0 | #DIV/0! | #DIV/0! | #DIV/0! | #DIV/0! | #DIV/0! | 0 | #DIV/0! | 0
554 | ------ | 0 | 0 | #DIV/0! | #DIV/0! | #DIV/0! | #DIV/0! | #DIV/0! | 1 | 0 | 0 | 0 | 0 | 0 | 0 | 0 | 0 | #DIV/0! | #DIV/0! | #DIV/0! | #DIV/0! | #DIV/0! | 0 | #DIV/0! | 0
555 | ------ | 0 | 0 | #DIV/0! | #DIV/0! | #DIV/0! | #DIV/0! | #DIV/0! | 1 | 0 | 0 | 0 | 0 | 0 | 0 | 0 | 0 | #DIV/0! | #DIV/0! | #DIV/0! | #DIV/0! | #DIV/0! | 0 | #DIV/0! | 0
556 | ------ | 0 | 0 | #DIV/0! | #DIV/0! | #DIV/0! | #DIV/0! | #DIV/0! | 1 | 0 | 0 | 0 | 0 | 0 | 0 | 0 | 0 | #DIV/0! | #DIV/0! | #DIV/0! | #DIV/0! | #DIV/0! | 0 | #DIV/0! | 0
557 | ------ | 0 | 0 | #DIV/0! | #DIV/0! | #DIV/0! | #DIV/0! | #DIV/0! | 1 | 0 | 0 | 0 | 0 | 0 | 0 | 0 | 0 | #DIV/0! | #DIV/0! | #DIV/0! | #DIV/0! | #DIV/0! | 0 | #DIV/0! | 0
558 | ------ | 0 | 0 | #DIV/0! | #DIV/0! | #DIV/0! | #DIV/0! | #DIV/0! | 1 | 0 | 0 | 0 | 0 | 0 | 0 | 0 | 0 | #DIV/0! | #DIV/0! | #DIV/0! | #DIV/0! | #DIV/0! | 0 | #DIV/0! | 0
559 | ------ | 0 | 0 | #DIV/0! | #DIV/0! | #DIV/0! | #DIV/0! | #DIV/0! | 1 | 0 | 0 | 0 | 0 | 0 | 0 | 0 | 0 | #DIV/0! | #DIV/0! | #DIV/0! | #DIV/0! | #DIV/0! | 0 | #DIV/0! | 0
560 | ------ | 0 | 0 | #DIV/0! | #DIV/0! | #DIV/0! | #DIV/0! | #DIV/0! | 1 | 0 | 0 | 0 | 0 | 0 | 0 | 0 | 0 | #DIV/0! | #DIV/0! | #DIV/0! | #DIV/0! | #DIV/0! | 0 | #DIV/0! | 0
561 | ------ | 0 | 0 | #DIV/0! | #DIV/0! | #DIV/0! | #DIV/0! | #DIV/0! | 1 | 0 | 0 | 0 | 0 | 0 | 0 | 0 | 0 | #DIV/0! | #DIV/0! | #DIV/0! | #DIV/0! | #DIV/0! | 0 | #DIV/0! | 0
562 | ------ | 0 | 0 | #DIV/0! | #DIV/0! | #DIV/0! | #DIV/0! | #DIV/0! | 1 | 0 | 0 | 0 | 0 | 0 | 0 | 0 | 0 | #DIV/0! | #DIV/0! | #DIV/0! | #DIV/0! | #DIV/0! | 0 | #DIV/0! | 0
563 | ------ | 0 | 0 | #DIV/0! | #DIV/0! | #DIV/0! | #DIV/0! | #DIV/0! | 1 | 0 | 0 | 0 | 0 | 0 | 0 | 0 | 0 | #DIV/0! | #DIV/0! | #DIV/0! | #DIV/0! | #DIV/0! | 0 | #DIV/0! | 0
564 | ------ | 0 | 0 | #DIV/0! | #DIV/0! | #DIV/0! | #DIV/0! | #DIV/0! | 1 | 0 | 0 | 0 | 0 | 0 | 0 | 0 | 0 | #DIV/0! | #DIV/0! | #DIV/0! | #DIV/0! | #DIV/0! | 0 | #DIV/0! | 0
565 | ------ | 0 | 0 | #DIV/0! | #DIV/0! | #DIV/0! | #DIV/0! | #DIV/0! | 1 | 0 | 0 | 0 | 0 | 0 | 0 | 0 | 0 | #DIV/0! | #DIV/0! | #DIV/0! | #DIV/0! | #DIV/0! | 0 | #DIV/0! | 0
566 | ------ | 0 | 0 | #DIV/0! | #DIV/0! | #DIV/0! | #DIV/0! | #DIV/0! | 1 | 0 | 0 | 0 | 0 | 0 | 0 | 0 | 0 | #DIV/0! | #DIV/0! | #DIV/0! | #DIV/0! | #DIV/0! | 0 | #DIV/0! | 0
567 | ------ | 0 | 0 | #DIV/0! | #DIV/0! | #DIV/0! | #DIV/0! | #DIV/0! | 1 | 0 | 0 | 0 | 0 | 0 | 0 | 0 | 0 | #DIV/0! | #DIV/0! | #DIV/0! | #DIV/0! | #DIV/0! | 0 | #DIV/0! | 0
568 | ------ | 0 | 0 | #DIV/0! | #DIV/0! | #DIV/0! | #DIV/0! | #DIV/0! | 1 | 0 | 0 | 0 | 0 | 0 | 0 | 0 | 0 | #DIV/0! | #DIV/0! | #DIV/0! | #DIV/0! | #DIV/0! | 0 | #DIV/0! | 0
569 | ------ | 0 | 0 | #DIV/0! | #DIV/0! | #DIV/0! | #DIV/0! | #DIV/0! | 1 | 0 | 0 | 0 | 0 | 0 | 0 | 0 | 0 | #DIV/0! | #DIV/0! | #DIV/0! | #DIV/0! | #DIV/0! | 0 | #DIV/0! | 0
570 | ------ | 0 | 0 | #DIV/0! | #DIV/0! | #DIV/0! | #DIV/0! | #DIV/0! | 1 | 0 | 0 | 0 | 0 | 0 | 0 | 0 | 0 | #DIV/0! | #DIV/0! | #DIV/0! | #DIV/0! | #DIV/0! | 0 | #DIV/0! | 0
571 | ------ | 0 | 0 | #DIV/0! | #DIV/0! | #DIV/0! | #DIV/0! | #DIV/0! | 1 | 0 | 0 | 0 | 0 | 0 | 0 | 0 | 0 | #DIV/0! | #DIV/0! | #DIV/0! | #DIV/0! | #DIV/0! | 0 | #DIV/0! | 0
572 | ------ | 0 | 0 | #DIV/0! | #DIV/0! | #DIV/0! | #DIV/0! | #DIV/0! | 1 | 0 | 0 | 0 | 0 | 0 | 0 | 0 | 0 | #DIV/0! | #DIV/0! | #DIV/0! | #DIV/0! | #DIV/0! | 0 | #DIV/0! | 0
573 | ------ | 0 | 0 | #DIV/0! | #DIV/0! | #DIV/0! | #DIV/0! | #DIV/0! | 1 | 0 | 0 | 0 | 0 | 0 | 0 | 0 | 0 | #DIV/0! | #DIV/0! | #DIV/0! | #DIV/0! | #DIV/0! | 0 | #DIV/0! | 0
574 | ------ | 0 | 0 | #DIV/0! | #DIV/0! | #DIV/0! | #DIV/0! | #DIV/0! | 1 | 0 | 0 | 0 | 0 | 0 | 0 | 0 | 0 | #DIV/0! | #DIV/0! | #DIV/0! | #DIV/0! | #DIV/0! | 0 | #DIV/0! | 0
575 | ------ | 0 | 0 | #DIV/0! | #DIV/0! | #DIV/0! | #DIV/0! | #DIV/0! | 1 | 0 | 0 | 0 | 0 | 0 | 0 | 0 | 0 | #DIV/0! | #DIV/0! | #DIV/0! | #DIV/0! | #DIV/0! | 0 | #DIV/0! | 0
576 | ------ | 0 | 0 | #DIV/0! | #DIV/0! | #DIV/0! | #DIV/0! | #DIV/0! | 1 | 0 | 0 | 0 | 0 | 0 | 0 | 0 | 0 | #DIV/0! | #DIV/0! | #DIV/0! | #DIV/0! | #DIV/0! | 0 | #DIV/0! | 0
577 | ------ | 0 | 0 | #DIV/0! | #DIV/0! | #DIV/0! | #DIV/0! | #DIV/0! | 1 | 0 | 0 | 0 | 0 | 0 | 0 | 0 | 0 | #DIV/0! | #DIV/0! | #DIV/0! | #DIV/0! | #DIV/0! | 0 | #DIV/0! | 0
578 | ------ | 0 | 0 | #DIV/0! | #DIV/0! | #DIV/0! | #DIV/0! | #DIV/0! | 1 | 0 | 0 | 0 | 0 | 0 | 0 | 0 | 0 | #DIV/0! | #DIV/0! | #DIV/0! | #DIV/0! | #DIV/0! | 0 | #DIV/0! | 0
579 | ------ | 0 | 0 | #DIV/0! | #DIV/0! | #DIV/0! | #DIV/0! | #DIV/0! | 1 | 0 | 0 | 0 | 0 | 0 | 0 | 0 | 0 | #DIV/0! | #DIV/0! | #DIV/0! | #DIV/0! | #DIV/0! | 0 | #DIV/0! | 0
580 | ------ | 0 | 0 | #DIV/0! | #DIV/0! | #DIV/0! | #DIV/0! | #DIV/0! | 1 | 0 | 0 | 0 | 0 | 0 | 0 | 0 | 0 | #DIV/0! | #DIV/0! | #DIV/0! | #DIV/0! | #DIV/0! | 0 | #DIV/0! | 0
581 | ------ | 0 | 0 | #DIV/0! | #DIV/0! | #DIV/0! | #DIV/0! | #DIV/0! | 1 | 0 | 0 | 0 | 0 | 0 | 0 | 0 | 0 | #DIV/0! | #DIV/0! | #DIV/0! | #DIV/0! | #DIV/0! | 0 | #DIV/0! | 0
582 | ------ | 0 | 0 | #DIV/0! | #DIV/0! | #DIV/0! | #DIV/0! | #DIV/0! | 1 | 0 | 0 | 0 | 0 | 0 | 0 | 0 | 0 | #DIV/0! | #DIV/0! | #DIV/0! | #DIV/0! | #DIV/0! | 0 | #DIV/0! | 0
583 | ------ | 0 | 0 | #DIV/0! | #DIV/0! | #DIV/0! | #DIV/0! | #DIV/0! | 1 | 0 | 0 | 0 | 0 | 0 | 0 | 0 | 0 | #DIV/0! | #DIV/0! | #DIV/0! | #DIV/0! | #DIV/0! | 0 | #DIV/0! | 0
584 | ------ | 0 | 0 | #DIV/0! | #DIV/0! | #DIV/0! | #DIV/0! | #DIV/0! | 1 | 0 | 0 | 0 | 0 | 0 | 0 | 0 | 0 | #DIV/0! | #DIV/0! | #DIV/0! | #DIV/0! | #DIV/0! | 0 | #DIV/0! | 0
585 | ------ | 0 | 0 | #DIV/0! | #DIV/0! | #DIV/0! | #DIV/0! | #DIV/0! | 1 | 0 | 0 | 0 | 0 | 0 | 0 | 0 | 0 | #DIV/0! | #DIV/0! | #DIV/0! | #DIV/0! | #DIV/0! | 0 | #DIV/0! | 0
586 | ------ | 0 | 0 | #DIV/0! | #DIV/0! | #DIV/0! | #DIV/0! | #DIV/0! | 1 | 0 | 0 | 0 | 0 | 0 | 0 | 0 | 0 | #DIV/0! | #DIV/0! | #DIV/0! | #DIV/0! | #DIV/0! | 0 | #DIV/0! | 0
587 | ------ | 0 | 0 | #DIV/0! | #DIV/0! | #DIV/0! | #DIV/0! | #DIV/0! | 1 | 0 | 0 | 0 | 0 | 0 | 0 | 0 | 0 | #DIV/0! | #DIV/0! | #DIV/0! | #DIV/0! | #DIV/0! | 0 | #DIV/0! | 0
588 | ------ | 0 | 0 | #DIV/0! | #DIV/0! | #DIV/0! | #DIV/0! | #DIV/0! | 1 | 0 | 0 | 0 | 0 | 0 | 0 | 0 | 0 | #DIV/0! | #DIV/0! | #DIV/0! | #DIV/0! | #DIV/0! | 0 | #DIV/0! | 0
589 | ------ | 0 | 0 | #DIV/0! | #DIV/0! | #DIV/0! | #DIV/0! | #DIV/0! | 1 | 0 | 0 | 0 | 0 | 0 | 0 | 0 | 0 | #DIV/0! | #DIV/0! | #DIV/0! | #DIV/0! | #DIV/0! | 0 | #DIV/0! | 0
590 | ------ | 0 | 0 | #DIV/0! | #DIV/0! | #DIV/0! | #DIV/0! | #DIV/0! | 1 | 0 | 0 | 0 | 0 | 0 | 0 | 0 | 0 | #DIV/0! | #DIV/0! | #DIV/0! | #DIV/0! | #DIV/0! | 0 | #DIV/0! | 0
591 | ------ | 0 | 0 | #DIV/0! | #DIV/0! | #DIV/0! | #DIV/0! | #DIV/0! | 1 | 0 | 0 | 0 | 0 | 0 | 0 | 0 | 0 | #DIV/0! | #DIV/0! | #DIV/0! | #DIV/0! | #DIV/0! | 0 | #DIV/0! | 0
592 | ------ | 0 | 0 | #DIV/0! | #DIV/0! | #DIV/0! | #DIV/0! | #DIV/0! | 1 | 0 | 0 | 0 | 0 | 0 | 0 | 0 | 0 | #DIV/0! | #DIV/0! | #DIV/0! | #DIV/0! | #DIV/0! | 0 | #DIV/0! | 0
593 | ------ | 0 | 0 | #DIV/0! | #DIV/0! | #DIV/0! | #DIV/0! | #DIV/0! | 1 | 0 | 0 | 0 | 0 | 0 | 0 | 0 | 0 | #DIV/0! | #DIV/0! | #DIV/0! | #DIV/0! | #DIV/0! | 0 | #DIV/0! | 0
594 | ------ | 0 | 0 | #DIV/0! | #DIV/0! | #DIV/0! | #DIV/0! | #DIV/0! | 1 | 0 | 0 | 0 | 0 | 0 | 0 | 0 | 0 | #DIV/0! | #DIV/0! | #DIV/0! | #DIV/0! | #DIV/0! | 0 | #DIV/0! | 0
595 | ------ | 0 | 0 | #DIV/0! | #DIV/0! | #DIV/0! | #DIV/0! | #DIV/0! | 1 | 0 | 0 | 0 | 0 | 0 | 0 | 0 | 0 | #DIV/0! | #DIV/0! | #DIV/0! | #DIV/0! | #DIV/0! | 0 | #DIV/0! | 0
596 | ------ | 0 | 0 | #DIV/0! | #DIV/0! | #DIV/0! | #DIV/0! | #DIV/0! | 1 | 0 | 0 | 0 | 0 | 0 | 0 | 0 | 0 | #DIV/0! | #DIV/0! | #DIV/0! | #DIV/0! | #DIV/0! | 0 | #DIV/0! | 0
597 | ------ | 0 | 0 | #DIV/0! | #DIV/0! | #DIV/0! | #DIV/0! | #DIV/0! | 1 | 0 | 0 | 0 | 0 | 0 | 0 | 0 | 0 | #DIV/0! | #DIV/0! | #DIV/0! | #DIV/0! | #DIV/0! | 0 | #DIV/0! | 0
598 | ------ | 0 | 0 | #DIV/0! | #DIV/0! | #DIV/0! | #DIV/0! | #DIV/0! | 1 | 0 | 0 | 0 | 0 | 0 | 0 | 0 | 0 | #DIV/0! | #DIV/0! | #DIV/0! | #DIV/0! | #DIV/0! | 0 | #DIV/0! | 0
599 | ------ | 0 | 0 | #DIV/0! | #DIV/0! | #DIV/0! | #DIV/0! | #DIV/0! | 1 | 0 | 0 | 0 | 0 | 0 | 0 | 0 | 0 | #DIV/0! | #DIV/0! | #DIV/0! | #DIV/0! | #DIV/0! | 0 | #DIV/0! | 0
600 | ------ | 0 | 0 | #DIV/0! | #DIV/0! | #DIV/0! | #DIV/0! | #DIV/0! | 1 | 0 | 0 | 0 | 0 | 0 | 0 | 0 | 0 | #DIV/0! | #DIV/0! | #DIV/0! | #DIV/0! | #DIV/0! | 0 | #DIV/0! | 0
601 | ------ | 0 | 0 | #DIV/0! | #DIV/0! | #DIV/0! | #DIV/0! | #DIV/0! | 1 | 0 | 0 | 0 | 0 | 0 | 0 | 0 | 0 | #DIV/0! | #DIV/0! | #DIV/0! | #DIV/0! | #DIV/0! | 0 | #DIV/0! | 0
602 | ------ | 0 | 0 | #DIV/0! | #DIV/0! | #DIV/0! | #DIV/0! | #DIV/0! | 1 | 0 | 0 | 0 | 0 | 0 | 0 | 0 | 0 | #DIV/0! | #DIV/0! | #DIV/0! | #DIV/0! | #DIV/0! | 0 | #DIV/0! | 0
603 | ------ | 0 | 0 | #DIV/0! | #DIV/0! | #DIV/0! | #DIV/0! | #DIV/0! | 1 | 0 | 0 | 0 | 0 | 0 | 0 | 0 | 0 | #DIV/0! | #DIV/0! | #DIV/0! | #DIV/0! | #DIV/0! | 0 | #DIV/0! | 0
604 | ------ | 0 | 0 | #DIV/0! | #DIV/0! | #DIV/0! | #DIV/0! | #DIV/0! | 1 | 0 | 0 | 0 | 0 | 0 | 0 | 0 | 0 | #DIV/0! | #DIV/0! | #DIV/0! | #DIV/0! | #DIV/0! | 0 | #DIV/0! | 0
605 | ------ | 0 | 0 | #DIV/0! | #DIV/0! | #DIV/0! | #DIV/0! | #DIV/0! | 1 | 0 | 0 | 0 | 0 | 0 | 0 | 0 | 0 | #DIV/0! | #DIV/0! | #DIV/0! | #DIV/0! | #DIV/0! | 0 | #DIV/0! | 0
606 | ------ | 0 | 0 | #DIV/0! | #DIV/0! | #DIV/0! | #DIV/0! | #DIV/0! | 1 | 0 | 0 | 0 | 0 | 0 | 0 | 0 | 0 | #DIV/0! | #DIV/0! | #DIV/0! | #DIV/0! | #DIV/0! | 0 | #DIV/0! | 0
607 | ------ | 0 | 0 | #DIV/0! | #DIV/0! | #DIV/0! | #DIV/0! | #DIV/0! | 1 | 0 | 0 | 0 | 0 | 0 | 0 | 0 | 0 | #DIV/0! | #DIV/0! | #DIV/0! | #DIV/0! | #DIV/0! | 0 | #DIV/0! | 0
608 | ------ | 0 | 0 | #DIV/0! | #DIV/0! | #DIV/0! | #DIV/0! | #DIV/0! | 1 | 0 | 0 | 0 | 0 | 0 | 0 | 0 | 0 | #DIV/0! | #DIV/0! | #DIV/0! | #DIV/0! | #DIV/0! | 0 | #DIV/0! | 0
609 | ------ | 0 | 0 | #DIV/0! | #DIV/0! | #DIV/0! | #DIV/0! | #DIV/0! | 1 | 0 | 0 | 0 | 0 | 0 | 0 | 0 | 0 | #DIV/0! | #DIV/0! | #DIV/0! | #DIV/0! | #DIV/0! | 0 | #DIV/0! | 0
610 | ------ | 0 | 0 | #DIV/0! | #DIV/0! | #DIV/0! | #DIV/0! | #DIV/0! | 1 | 0 | 0 | 0 | 0 | 0 | 0 | 0 | 0 | #DIV/0! | #DIV/0! | #DIV/0! | #DIV/0! | #DIV/0! | 0 | #DIV/0! | 0
611 | ------ | 0 | 0 | #DIV/0! | #DIV/0! | #DIV/0! | #DIV/0! | #DIV/0! | 1 | 0 | 0 | 0 | 0 | 0 | 0 | 0 | 0 | #DIV/0! | #DIV/0! | #DIV/0! | #DIV/0! | #DIV/0! | 0 | #DIV/0! | 0
612 | ------ | 0 | 0 | #DIV/0! | #DIV/0! | #DIV/0! | #DIV/0! | #DIV/0! | 1 | 0 | 0 | 0 | 0 | 0 | 0 | 0 | 0 | #DIV/0! | #DIV/0! | #DIV/0! | #DIV/0! | #DIV/0! | 0 | #DIV/0! | 0
613 | ------ | 0 | 0 | #DIV/0! | #DIV/0! | #DIV/0! | #DIV/0! | #DIV/0! | 1 | 0 | 0 | 0 | 0 | 0 | 0 | 0 | 0 | #DIV/0! | #DIV/0! | #DIV/0! | #DIV/0! | #DIV/0! | 0 | #DIV/0! | 0
614 | ------ | 0 | 0 | #DIV/0! | #DIV/0! | #DIV/0! | #DIV/0! | #DIV/0! | 1 | 0 | 0 | 0 | 0 | 0 | 0 | 0 | 0 | #DIV/0! | #DIV/0! | #DIV/0! | #DIV/0! | #DIV/0! | 0 | #DIV/0! | 0
615 | ------ | 0 | 0 | #DIV/0! | #DIV/0! | #DIV/0! | #DIV/0! | #DIV/0! | 1 | 0 | 0 | 0 | 0 | 0 | 0 | 0 | 0 | #DIV/0! | #DIV/0! | #DIV/0! | #DIV/0! | #DIV/0! | 0 | #DIV/0! | 0
616 | ------ | 0 | 0 | #DIV/0! | #DIV/0! | #DIV/0! | #DIV/0! | #DIV/0! | 1 | 0 | 0 | 0 | 0 | 0 | 0 | 0 | 0 | #DIV/0! | #DIV/0! | #DIV/0! | #DIV/0! | #DIV/0! | 0 | #DIV/0! | 0
617 | ------ | 0 | 0 | #DIV/0! | #DIV/0! | #DIV/0! | #DIV/0! | #DIV/0! | 1 | 0 | 0 | 0 | 0 | 0 | 0 | 0 | 0 | #DIV/0! | #DIV/0! | #DIV/0! | #DIV/0! | #DIV/0! | 0 | #DIV/0! | 0
618 | ------ | 0 | 0 | #DIV/0! | #DIV/0! | #DIV/0! | #DIV/0! | #DIV/0! | 1 | 0 | 0 | 0 | 0 | 0 | 0 | 0 | 0 | #DIV/0! | #DIV/0! | #DIV/0! | #DIV/0! | #DIV/0! | 0 | #DIV/0! | 0
619 | ------ | 0 | 0 | #DIV/0! | #DIV/0! | #DIV/0! | #DIV/0! | #DIV/0! | 1 | 0 | 0 | 0 | 0 | 0 | 0 | 0 | 0 | #DIV/0! | #DIV/0! | #DIV/0! | #DIV/0! | #DIV/0! | 0 | #DIV/0! | 0
620 | ------ | 0 | 0 | #DIV/0! | #DIV/0! | #DIV/0! | #DIV/0! | #DIV/0! | 1 | 0 | 0 | 0 | 0 | 0 | 0 | 0 | 0 | #DIV/0! | #DIV/0! | #DIV/0! | #DIV/0! | #DIV/0! | 0 | #DIV/0! | 0
621 | ------ | 0 | 0 | #DIV/0! | #DIV/0! | #DIV/0! | #DIV/0! | #DIV/0! | 1 | 0 | 0 | 0 | 0 | 0 | 0 | 0 | 0 | #DIV/0! | #DIV/0! | #DIV/0! | #DIV/0! | #DIV/0! | 0 | #DIV/0! | 0
622 | ------ | 0 | 0 | #DIV/0! | #DIV/0! | #DIV/0! | #DIV/0! | #DIV/0! | 1 | 0 | 0 | 0 | 0 | 0 | 0 | 0 | 0 | #DIV/0! | #DIV/0! | #DIV/0! | #DIV/0! | #DIV/0! | 0 | #DIV/0! | 0
623 | ------ | 0 | 0 | #DIV/0! | #DIV/0! | #DIV/0! | #DIV/0! | #DIV/0! | 1 | 0 | 0 | 0 | 0 | 0 | 0 | 0 | 0 | #DIV/0! | #DIV/0! | #DIV/0! | #DIV/0! | #DIV/0! | 0 | #DIV/0! | 0
624 | ------ | 0 | 0 | #DIV/0! | #DIV/0! | #DIV/0! | #DIV/0! | #DIV/0! | 1 | 0 | 0 | 0 | 0 | 0 | 0 | 0 | 0 | #DIV/0! | #DIV/0! | #DIV/0! | #DIV/0! | #DIV/0! | 0 | #DIV/0! | 0
625 | ------ | 0 | 0 | #DIV/0! | #DIV/0! | #DIV/0! | #DIV/0! | #DIV/0! | 1 | 0 | 0 | 0 | 0 | 0 | 0 | 0 | 0 | #DIV/0! | #DIV/0! | #DIV/0! | #DIV/0! | #DIV/0! | 0 | #DIV/0! | 0
626 | ------ | 0 | 0 | #DIV/0! | #DIV/0! | #DIV/0! | #DIV/0! | #DIV/0! | 1 | 0 | 0 | 0 | 0 | 0 | 0 | 0 | 0 | #DIV/0! | #DIV/0! | #DIV/0! | #DIV/0! | #DIV/0! | 0 | #DIV/0! | 0
627 | ------ | 0 | 0 | #DIV/0! | #DIV/0! | #DIV/0! | #DIV/0! | #DIV/0! | 1 | 0 | 0 | 0 | 0 | 0 | 0 | 0 | 0 | #DIV/0! | #DIV/0! | #DIV/0! | #DIV/0! | #DIV/0! | 0 | #DIV/0! | 0
628 | ------ | 0 | 0 | #DIV/0! | #DIV/0! | #DIV/0! | #DIV/0! | #DIV/0! | 1 | 0 | 0 | 0 | 0 | 0 | 0 | 0 | 0 | #DIV/0! | #DIV/0! | #DIV/0! | #DIV/0! | #DIV/0! | 0 | #DIV/0! | 0
629 | ------ | 0 | 0 | #DIV/0! | #DIV/0! | #DIV/0! | #DIV/0! | #DIV/0! | 1 | 0 | 0 | 0 | 0 | 0 | 0 | 0 | 0 | #DIV/0! | #DIV/0! | #DIV/0! | #DIV/0! | #DIV/0! | 0 | #DIV/0! | 0
630 | ------ | 0 | 0 | #DIV/0! | #DIV/0! | #DIV/0! | #DIV/0! | #DIV/0! | 1 | 0 | 0 | 0 | 0 | 0 | 0 | 0 | 0 | #DIV/0! | #DIV/0! | #DIV/0! | #DIV/0! | #DIV/0! | 0 | #DIV/0! | 0
631 | ------ | 0 | 0 | #DIV/0! | #DIV/0! | #DIV/0! | #DIV/0! | #DIV/0! | 1 | 0 | 0 | 0 | 0 | 0 | 0 | 0 | 0 | #DIV/0! | #DIV/0! | #DIV/0! | #DIV/0! | #DIV/0! | 0 | #DIV/0! | 0
632 | ------ | 0 | 0 | #DIV/0! | #DIV/0! | #DIV/0! | #DIV/0! | #DIV/0! | 1 | 0 | 0 | 0 | 0 | 0 | 0 | 0 | 0 | #DIV/0! | #DIV/0! | #DIV/0! | #DIV/0! | #DIV/0! | 0 | #DIV/0! | 0
633 | ------ | 0 | 0 | #DIV/0! | #DIV/0! | #DIV/0! | #DIV/0! | #DIV/0! | 1 | 0 | 0 | 0 | 0 | 0 | 0 | 0 | 0 | #DIV/0! | #DIV/0! | #DIV/0! | #DIV/0! | #DIV/0! | 0 | #DIV/0! | 0
634 | ------ | 0 | 0 | #DIV/0! | #DIV/0! | #DIV/0! | #DIV/0! | #DIV/0! | 1 | 0 | 0 | 0 | 0 | 0 | 0 | 0 | 0 | #DIV/0! | #DIV/0! | #DIV/0! | #DIV/0! | #DIV/0! | 0 | #DIV/0! | 0
635 | ------ | 0 | 0 | #DIV/0! | #DIV/0! | #DIV/0! | #DIV/0! | #DIV/0! | 1 | 0 | 0 | 0 | 0 | 0 | 0 | 0 | 0 | #DIV/0! | #DIV/0! | #DIV/0! | #DIV/0! | #DIV/0! | 0 | #DIV/0! | 0
636 | ------ | 0 | 0 | #DIV/0! | #DIV/0! | #DIV/0! | #DIV/0! | #DIV/0! | 1 | 0 | 0 | 0 | 0 | 0 | 0 | 0 | 0 | #DIV/0! | #DIV/0! | #DIV/0! | #DIV/0! | #DIV/0! | 0 | #DIV/0! | 0
637 | ------ | 0 | 0 | #DIV/0! | #DIV/0! | #DIV/0! | #DIV/0! | #DIV/0! | 1 | 0 | 0 | 0 | 0 | 0 | 0 | 0 | 0 | #DIV/0! | #DIV/0! | #DIV/0! | #DIV/0! | #DIV/0! | 0 | #DIV/0! | 0
638 | ------ | 0 | 0 | #DIV/0! | #DIV/0! | #DIV/0! | #DIV/0! | #DIV/0! | 1 | 0 | 0 | 0 | 0 | 0 | 0 | 0 | 0 | #DIV/0! | #DIV/0! | #DIV/0! | #DIV/0! | #DIV/0! | 0 | #DIV/0! | 0
639 | ------ | 0 | 0 | #DIV/0! | #DIV/0! | #DIV/0! | #DIV/0! | #DIV/0! | 1 | 0 | 0 | 0 | 0 | 0 | 0 | 0 | 0 | #DIV/0! | #DIV/0! | #DIV/0! | #DIV/0! | #DIV/0! | 0 | #DIV/0! | 0
640 | ------ | 0 | 0 | #DIV/0! | #DIV/0! | #DIV/0! | #DIV/0! | #DIV/0! | 1 | 0 | 0 | 0 | 0 | 0 | 0 | 0 | 0 | #DIV/0! | #DIV/0! | #DIV/0! | #DIV/0! | #DIV/0! | 0 | #DIV/0! | 0
641 | ------ | 0 | 0 | #DIV/0! | #DIV/0! | #DIV/0! | #DIV/0! | #DIV/0! | 1 | 0 | 0 | 0 | 0 | 0 | 0 | 0 | 0 | #DIV/0! | #DIV/0! | #DIV/0! | #DIV/0! | #DIV/0! | 0 | #DIV/0! | 0
642 | ------ | 0 | 0 | #DIV/0! | #DIV/0! | #DIV/0! | #DIV/0! | #DIV/0! | 1 | 0 | 0 | 0 | 0 | 0 | 0 | 0 | 0 | #DIV/0! | #DIV/0! | #DIV/0! | #DIV/0! | #DIV/0! | 0 | #DIV/0! | 0
643 | ------ | 0 | 0 | #DIV/0! | #DIV/0! | #DIV/0! | #DIV/0! | #DIV/0! | 1 | 0 | 0 | 0 | 0 | 0 | 0 | 0 | 0 | #DIV/0! | #DIV/0! | #DIV/0! | #DIV/0! | #DIV/0! | 0 | #DIV/0! | 0
644 | ------ | 0 | 0 | #DIV/0! | #DIV/0! | #DIV/0! | #DIV/0! | #DIV/0! | 1 | 0 | 0 | 0 | 0 | 0 | 0 | 0 | 0 | #DIV/0! | #DIV/0! | #DIV/0! | #DIV/0! | #DIV/0! | 0 | #DIV/0! | 0
645 | ------ | 0 | 0 | #DIV/0! | #DIV/0! | #DIV/0! | #DIV/0! | #DIV/0! | 1 | 0 | 0 | 0 | 0 | 0 | 0 | 0 | 0 | #DIV/0! | #DIV/0! | #DIV/0! | #DIV/0! | #DIV/0! | 0 | #DIV/0! | 0
646 | ------ | 0 | 0 | #DIV/0! | #DIV/0! | #DIV/0! | #DIV/0! | #DIV/0! | 1 | 0 | 0 | 0 | 0 | 0 | 0 | 0 | 0 | #DIV/0! | #DIV/0! | #DIV/0! | #DIV/0! | #DIV/0! | 0 | #DIV/0! | 0
647 | ------ | 0 | 0 | #DIV/0! | #DIV/0! | #DIV/0! | #DIV/0! | #DIV/0! | 1 | 0 | 0 | 0 | 0 | 0 | 0 | 0 | 0 | #DIV/0! | #DIV/0! | #DIV/0! | #DIV/0! | #DIV/0! | 0 | #DIV/0! | 0
648 | ------ | 0 | 0 | #DIV/0! | #DIV/0! | #DIV/0! | #DIV/0! | #DIV/0! | 1 | 0 | 0 | 0 | 0 | 0 | 0 | 0 | 0 | #DIV/0! | #DIV/0! | #DIV/0! | #DIV/0! | #DIV/0! | 0 | #DIV/0! | 0
649 | ------ | 0 | 0 | #DIV/0! | #DIV/0! | #DIV/0! | #DIV/0! | #DIV/0! | 1 | 0 | 0 | 0 | 0 | 0 | 0 | 0 | 0 | #DIV/0! | #DIV/0! | #DIV/0! | #DIV/0! | #DIV/0! | 0 | #DIV/0! | 0
650 | ------ | 0 | 0 | #DIV/0! | #DIV/0! | #DIV/0! | #DIV/0! | #DIV/0! | 1 | 0 | 0 | 0 | 0 | 0 | 0 | 0 | 0 | #DIV/0! | #DIV/0! | #DIV/0! | #DIV/0! | #DIV/0! | 0 | #DIV/0! | 0
651 | ------ | 0 | 0 | #DIV/0! | #DIV/0! | #DIV/0! | #DIV/0! | #DIV/0! | 1 | 0 | 0 | 0 | 0 | 0 | 0 | 0 | 0 | #DIV/0! | #DIV/0! | #DIV/0! | #DIV/0! | #DIV/0! | 0 | #DIV/0! | 0
652 | ------ | 0 | 0 | #DIV/0! | #DIV/0! | #DIV/0! | #DIV/0! | #DIV/0! | 1 | 0 | 0 | 0 | 0 | 0 | 0 | 0 | 0 | #DIV/0! | #DIV/0! | #DIV/0! | #DIV/0! | #DIV/0! | 0 | #DIV/0! | 0
653 | ------ | 0 | 0 | #DIV/0! | #DIV/0! | #DIV/0! | #DIV/0! | #DIV/0! | 1 | 0 | 0 | 0 | 0 | 0 | 0 | 0 | 0 | #DIV/0! | #DIV/0! | #DIV/0! | #DIV/0! | #DIV/0! | 0 | #DIV/0! | 0
654 | ------ | 0 | 0 | #DIV/0! | #DIV/0! | #DIV/0! | #DIV/0! | #DIV/0! | 1 | 0 | 0 | 0 | 0 | 0 | 0 | 0 | 0 | #DIV/0! | #DIV/0! | #DIV/0! | #DIV/0! | #DIV/0! | 0 | #DIV/0! | 0
655 | ------ | 0 | 0 | #DIV/0! | #DIV/0! | #DIV/0! | #DIV/0! | #DIV/0! | 1 | 0 | 0 | 0 | 0 | 0 | 0 | 0 | 0 | #DIV/0! | #DIV/0! | #DIV/0! | #DIV/0! | #DIV/0! | 0 | #DIV/0! | 0
656 | ------ | 0 | 0 | #DIV/0! | #DIV/0! | #DIV/0! | #DIV/0! | #DIV/0! | 1 | 0 | 0 | 0 | 0 | 0 | 0 | 0 | 0 | #DIV/0! | #DIV/0! | #DIV/0! | #DIV/0! | #DIV/0! | 0 | #DIV/0! | 0
657 | ------ | 0 | 0 | #DIV/0! | #DIV/0! | #DIV/0! | #DIV/0! | #DIV/0! | 1 | 0 | 0 | 0 | 0 | 0 | 0 | 0 | 0 | #DIV/0! | #DIV/0! | #DIV/0! | #DIV/0! | #DIV/0! | 0 | #DIV/0! | 0
658 | ------ | 0 | 0 | #DIV/0! | #DIV/0! | #DIV/0! | #DIV/0! | #DIV/0! | 1 | 0 | 0 | 0 | 0 | 0 | 0 | 0 | 0 | #DIV/0! | #DIV/0! | #DIV/0! | #DIV/0! | #DIV/0! | 0 | #DIV/0! | 0
659 | ------ | 0 | 0 | #DIV/0! | #DIV/0! | #DIV/0! | #DIV/0! | #DIV/0! | 1 | 0 | 0 | 0 | 0 | 0 | 0 | 0 | 0 | #DIV/0! | #DIV/0! | #DIV/0! | #DIV/0! | #DIV/0! | 0 | #DIV/0! | 0
660 | ------ | 0 | 0 | #DIV/0! | #DIV/0! | #DIV/0! | #DIV/0! | #DIV/0! | 1 | 0 | 0 | 0 | 0 | 0 | 0 | 0 | 0 | #DIV/0! | #DIV/0! | #DIV/0! | #DIV/0! | #DIV/0! | 0 | #DIV/0! | 0
Note on S1: bnienbor: with electricity for pumps in solar circuit (weightened), with electricity for boiler (weightened), without cold water pump
Note on T1: bnienbor: with electricity for pumps in solar circuit (weightened), with electricity for boiler (weightened), without cold water pump

## Yearly Data
CODE | SYSTEM | CHILLER | LOCATION | COLD | COLLECTOR | HEAT | BUILDING | F_SCAL | A_COLLECTOR | V_STORAGE | TIME | PS1/2 | PB | PELBOILER | PDHW | PH | PC | PHR | PCW | PELCHILLER | PELCT | TIME | Q_IRR | Q_COLL | Q_AUX_SUMMER | Q_AUX_WINTER | Q_AUX_DHW | Q_AUX_HEAT | Q_AUX_COOL | Q_LOSS_STORE | Q_SOLAR_COOL | Q_LOSS_PIPES | TIME | Q_COLD | Q_COLD_AUX | Q_COLD_SOLAR | Q_COLD_DEMAND | Q_HEAT_DEMAND | Q_DHW_DEMAND | Q_HR | Q_CHILLER_TOT | Q_DHW_SUMMER | Q_SOLARTOSYSTEM | TIME | V_WATER | SOLARCOOLINGTIME | AUXCOOLINGTIME | COOLINGDEMANDTIME | PELREFCHILLER | PELREFBOILER | STAGNATION TIME |  |  | eta_coll
| SCHEME |  |  | DISTRIBUTION | TYPE | REJECTION
1 | E | EAW | NAP | CC | FP | WC | R100 | 4.8514 | 67 | 5.049 | 8760 | 404413.9361 | 61462.8 | 112983.7236 | 65533.1035 | 131002.3846 | 106268 | 378579.75 | 268935.125 | 199252.5 | 245744.75 | 8760 | 1720.1251 | 30937.0346 | 1684.0929 | 5841.9432 | 0 | 0 | 0 | -1470.369 | 0 | 2710.2386 | 8760 | 10472.7613 | 0 | 0 | 10356.0674 | 14150.1245 | 6362.886 | 24621.8357 | 13881.3864 | 2374.532 | 28908.1089 | 8760 | 30206.0618 | 664.175 | 0 | 1854.725 | 2764480.3132 | 178372.614 | 1380.475 | 10326.0305 | 265670
2 | E | EAW | NAP | CC | FP | WC | R100 | 4.8514 | 67 | 3.35 | 8760 | 385842.2042 | 71967.15 | 118819.0846 | 65533.1035 | 131002.3846 | 106252 | 378522.75 | 268935.125 | 199222.5 | 245707.75 | 8760 | 1720.1251 | 28727.207 | 3072.0672 | 6643.8369 | 0 | 0 | 0 | -1469.1569 | 0 | 2734.1851 | 8760 | 10472.0293 | 0 | 0 | 10356.0674 | 14150.1245 | 6377.1584 | 24620.354 | 13880.1652 | 2371.3563 | 26679.7702 | 8760 | 30204.2026 | 664.075 | 0 | 1854.725 | 2764598.3139 | 178372.614 | 1464.4 | 10325.7239 | 265630
3 | E | EAW | NAP | CC | FP | WC | R100 | 4.8514 | 67 | 1.7 | 8760 | 360940.7184 | 89343 | 128471.691 | 65533.1035 | 131002.3846 | 106804 | 380489.25 | 268935.125 | 200257.5 | 246984.25 | 8760 | 1720.1251 | 25634.0882 | 4582.8095 | 8016.3531 | 0 | 0 | 0 | -1432.5316 | 0 | 2758.4322 | 8760 | 10468.6374 | 0 | 0 | 10356.0674 | 14150.1245 | 6330.3628 | 24614.2525 | 13876.0722 | 2362.1244 | 23587.5852 | 8760 | 30189.7895 | 667.525 | 0 | 1854.725 | 2765312.7003 | 178372.614 | 1593.35 | 10325.6409 | 267010
4 | E | EAW | NAP | CC | FP | WC | R100 | 4.8514 | 57 | 4.3 | 8760 | 370734.082 | 72554.4 | 119145.3128 | 65533.1035 | 131002.3846 | 107212 | 381942.75 | 268935.125 | 201022.5 | 247927.75 | 8760 | 1720.1251 | 29115.9629 | 2394.8585 | 6857.3549 | 0 | 0 | 0 | -1441.7028 | 0 | 2754.6716 | 8760 | 10473.0915 | 0 | 0 | 10356.0674 | 14150.1245 | 6342.2186 | 24637.7849 | 13883.4142 | 2367.8637 | 27077.5016 | 8760 | 30248.6613 | 670.075 | 0 | 1854.725 | 2765264.0264 | 178372.614 | 1241.225 | 10326.1006 | 268030
5 | E | EAW | NAP | CC | FP | WC | R100 | 4.8514 | 57 | 2.85 | 8760 | 354821.0513 | 82155.6 | 124478.9572 | 65533.1035 | 131002.3846 | 107428 | 382712.25 | 268935.125 | 201427.5 | 248427.25 | 8760 | 1720.1251 | 27234.2717 | 3566.429 | 7529.9296 | 0 | 0 | 0 | -1439.1675 | 0 | 2766.094 | 8760 | 10471.8809 | 0 | 0 | 10356.0674 | 14150.1245 | 6338.5964 | 24635.4478 | 13881.9198 | 2362.4063 | 25181.9264 | 8760 | 30245.7836 | 671.425 | 0 | 1854.725 | 2765576.2433 | 178372.614 | 1325.375 | 10326.0156 | 268570
6 | E | EAW | NAP | CC | FP | WC | R100 | 4.8514 | 57 | 1.45 | 8760 | 330587.1393 | 99034.65 | 133855.5821 | 65533.1035 | 131002.3846 | 107416 | 382669.5 | 268935.125 | 201405 | 248399.5 | 8760 | 1720.1251 | 24174.2141 | 5110.9721 | 8899.9646 | 0 | 0 | 0 | -1409.1988 | 0 | 2808.0214 | 8760 | 10470.2117 | 0 | 0 | 10356.0674 | 14150.1245 | 6296.4123 | 24626.703 | 13879.324 | 2356.6163 | 22107.1059 | 8760 | 30225.8764 | 671.35 | 0 | 1854.725 | 2765859.2307 | 178372.614 | 1451.975 | 10326.1083 | 268540
7 | E | EAW | NAP | CC | FP | WC | R100 | 4.8514 | 47 | 3.55 | 8760 | 340575.3902 | 86186.7 | 126718.3079 | 65533.1035 | 131002.3846 | 108512 | 386574 | 268935.125 | 203460 | 250934 | 8760 | 1720.1251 | 26801.679 | 3406.3048 | 7981.4521 | 0 | 0 | 0 | -1403.1166 | 0 | 2748.9383 | 8760 | 10470.9106 | 0 | 0 | 10356.0674 | 14150.1245 | 6298.5552 | 24651.1822 | 13882.8275 | 2361.2501 | 24806.026 | 8760 | 30304.9848 | 678.2 | 0 | 1854.725 | 2766447.1302 | 178372.614 | 1096.55 | 10325.8301 | 271280
8 | E | EAW | NAP | CC | FP | WC | R100 | 4.8514 | 47 | 2.35 | 8760 | 328338.197 | 94520.25 | 131347.7493 | 65533.1035 | 131002.3846 | 108336 | 385947 | 268935.125 | 203130 | 250527 | 8760 | 1720.1251 | 25210.7965 | 4438.1098 | 8563.156 | 0 | 0 | 0 | -1406.6536 | 0 | 2782.2002 | 8760 | 10470.3406 | 0 | 0 | 10356.0674 | 14150.1245 | 6305.6378 | 24644.9214 | 13881.4523 | 2358.3898 | 23176.3159 | 8760 | 30284.7637 | 677.1 | 0 | 1854.725 | 2766454.4771 | 178372.614 | 1169.75 | 10326.0183 | 270840
9 | E | EAW | NAP | CC | FP | WC | R100 | 4.8514 | 47 | 1.2 | 8760 | 305351.1818 | 110527.2 | 140239.9064 | 65533.1035 | 131002.3846 | 108152 | 385291.5 | 268935.125 | 202785 | 250101.5 | 8760 | 1720.1251 | 22447.7822 | 5762.0663 | 9908.6199 | 0 | 0 | 0 | -1386.4347 | 0 | 2836.6462 | 8760 | 10469.5333 | 0 | 0 | 10356.0674 | 14150.1245 | 6265.3334 | 24635.5311 | 13879.7835 | 2353.3569 | 20378.9709 | 8760 | 30262.1787 | 675.95 | 0 | 1854.725 | 2766506.7145 | 178372.614 | 1308.9 | 10326.1162 | 270380
10 | E | EAW | NAP | CC | FP | WC | R10 | 4.8514 | 37 | 2.8 | 8760 | 316320.586 | 104866.65 | 137095.3661 | 65533.1035 | 131002.3846 | 110232 | 392701.5 | 268935.125 | 206685 | 254911.5 | 8760 | 1720.1251 | 23825.2314 | 4781.529 | 9360.4969 | 0 | 0 | 0 | -1348.2513 | 0 | 2747.3532 | 8760 | 10469.8546 | 0 | 0 | 10356.0674 | 14150.1245 | 6246.0204 | 24658.1707 | 13885.0166 | 2351.1631 | 21889.5543 | 8760 | 30387.2556 | 688.95 | 0 | 1854.725 | 2768087.6146 | 178372.614 | 930 | 10325.8982 | 275580
11 | E | EAW | NAP | CC | FP | WC | R10 | 4.8514 | 37 | 1.85 | 8760 | 304438.9531 | 111376.35 | 140711.625 | 65533.1035 | 131002.3846 | 109816 | 391219.5 | 268935.125 | 205905 | 253949.5 | 8760 | 1720.1251 | 22579.2229 | 5561.9999 | 9877.431 | 0 | 0 | 0 | -1356.3953 | 0 | 2778.5542 | 8760 | 10468.6798 | 0 | 0 | 10356.0674 | 14150.1245 | 6256.8209 | 24651.6175 | 13882.3877 | 2350.3709 | 20600.1752 | 8760 | 30357.5647 | 686.35 | 0 | 1854.725 | 2767830.5843 | 178372.614 | 1019.8 | 10326.1141 | 274540
12 | E | EAW | NAP | CC | FP | WC | R10 | 4.8514 | 37 | 0.95 | 8760 | 284235.2961 | 124409.25 | 147951.6423 | 65533.1035 | 131002.3846 | 109336 | 389509.5 | 268935.125 | 205005 | 252839.5 | 8760 | 1720.1251 | 20289.9567 | 6576.653 | 11123.8221 | 0 | 0 | 0 | -1344.5348 | 0 | 2838.5395 | 8760 | 10468.867 | 0 | 0 | 10356.0674 | 14150.1245 | 6210.8054 | 24645.6083 | 13881.3587 | 2343.491 | 18261.8155 | 8760 | 30324.284 | 683.35 | 0 | 1854.725 | 2767578.2338 | 178372.614 | 1160.05 | 10326.2049 | 273340
13 | E | EAW | NAP | CC | FP | WC | R10 | 4.8514 | 27 | 2.05 | 8760 | 296292.1589 | 130661.1 | 151424.6607 | 65533.1035 | 131002.3846 | 112100 | 399356.25 | 268935.125 | 210187.5 | 259231.25 | 8760 | 1720.1251 | 19964.4626 | 6677.3102 | 11100.5484 | 0 | 0 | 0 | -1292.0071 | 0 | 2742.4514 | 8760 | 10467.9772 | 0 | 0 | 10356.0674 | 14150.1245 | 6193.267 | 24663.6506 | 13886.8798 | 2343.001 | 18137.1445 | 8760 | 30488.6276 | 700.625 | 0 | 1854.725 | 2769815.3086 | 178372.614 | 714.45 | 10326.0544 | 280250
14 | E | EAW | NAP | CC | FP | WC | R10 | 4.8514 | 27 | 1.35 | 8760 | 288360.8486 | 133008.75 | 152728.8238 | 65533.1035 | 131002.3846 | 111852 | 398472.75 | 268935.125 | 209722.5 | 258657.75 | 8760 | 1720.1251 | 19191.6461 | 7156.5661 | 11433.3925 | 0 | 0 | 0 | -1305.2782 | 0 | 2770.5176 | 8760 | 10467.5253 | 0 | 0 | 10356.0674 | 14150.1245 | 6192.8709 | 24662.1308 | 13885.532 | 2341.1097 | 17325.348 | 8760 | 30470.5762 | 699.075 | 0 | 1854.725 | 2769664.8969 | 178372.614 | 787.05 | 10326.0785 | 279630
15 | E | EAW | NAP | CC | FP | WC | R10 | 4.8514 | 27 | 0.7 | 8760 | 269425.9264 | 143938.35 | 158800.419 | 65533.1035 | 131002.3846 | 111352 | 396691.5 | 268935.125 | 208785 | 257501.5 | 8760 | 1720.1251 | 17389.0584 | 7792.727 | 12608.8779 | 0 | 0 | 0 | -1308.1115 | 0 | 2842.3161 | 8760 | 10467.0108 | 0 | 0 | 10356.0674 | 14150.1245 | 6132.6566 | 24658.6867 | 13883.924 | 2322.8206 | 15451.6187 | 8760 | 30436.2752 | 695.95 | 0 | 1854.725 | 2769406.9601 | 178372.614 | 936.95 | 10326.0408 | 278380
16 | E | EAW | NAP | CC | FP | WC | R600 | 5.6979 | 67 | 5.049 | 8760 | 389794.821 | 40478.4 | 101326.5008 | 65533.1035 | 75095.8806 | 118344 | 421600.5 | 305181.5 | 221895 | 273670.5 | 8760 | 1720.1251 | 29591.9312 | 2218.7582 | 2296.8352 | 0 | 0 | 0 | -1555.7173 | 0 | 2697.6715 | 8760 | 11701.627 | 0 | 0 | 11577.8592 | 7208.391 | 7217.7051 | 27489.3021 | 15492.9488 | 2701.9121 | 27461.7878 | 8760 | 33543.3145 | 739.65 | 0 | 2104.7 | 3086206.0723 | 155104.6654 | 1413.975 | 11544.0931 | 295860
17 | E | EAW | NAP | CC | FP | WC | R600 | 5.6979 | 67 | 3.35 | 8760 | 371857.7347 | 52533.9 | 108023.5543 | 65533.1035 | 75095.8806 | 118236 | 421215.75 | 305181.5 | 221692.5 | 273420.75 | 8760 | 1720.1251 | 27333.4148 | 3868.2826 | 2811.5424 | 0 | 0 | 0 | -1544.809 | 0 | 2731.7774 | 8760 | 11701.498 | 0 | 0 | 11577.8592 | 7208.391 | 7203.2462 | 27488.6831 | 15492.2339 | 2700.4135 | 25179.3795 | 8760 | 33535.2693 | 738.975 | 0 | 2104.7 | 3086346.2852 | 155104.6654 | 1497.05 | 11543.7791 | 295590
18 | E | EAW | NAP | CC | FP | WC | R600 | 5.6979 | 67 | 1.7 | 8760 | 345826.1344 | 72279 | 118992.323 | 65533.1035 | 75095.8806 | 118944 | 423738 | 305181.5 | 223020 | 275058 | 8760 | 1720.1251 | 24345.132 | 5528.5321 | 3920.1539 | 0 | 0 | 0 | -1508.2987 | 0 | 2742.4101 | 8760 | 11698.015 | 0 | 0 | 11577.8592 | 7208.391 | 7162.8975 | 27482.4751 | 15488.1017 | 2687.5352 | 22207.2443 | 8760 | 33527.3427 | 743.4 | 0 | 2104.7 | 3087174.7122 | 155104.6654 | 1631 | 11543.7084 | 297360
19 | E | EAW | NAP | CC | FP | WC | R600 | 5.6979 | 57 | 4.3 | 8760 | 359579.2428 | 51822.45 | 107628.3307 | 65533.1035 | 75095.8806 | 119364 | 425234.25 | 305181.5 | 223807.5 | 276029.25 | 8760 | 1720.1251 | 27938.9759 | 3106.9167 | 2900.077 | 0 | 0 | 0 | -1524.0471 | 0 | 2728.1405 | 8760 | 11701.6147 | 0 | 0 | 11577.8592 | 7208.391 | 7165.5939 | 27505.4635 | 15494.2016 | 2694.0129 | 25815.2984 | 8760 | 33585.4272 | 746.025 | 0 | 2104.7 | 3087128.615 | 155104.6654 | 1266.325 | 11544.2191 | 298410
20 | E | EAW | NAP | CC | FP | WC | R600 | 5.6979 | 57 | 2.85 | 8760 | 344204.4259 | 63072 | 113877.664 | 65533.1035 | 75095.8806 | 119504 | 425733 | 305181.5 | 224070 | 276353 | 8760 | 1720.1251 | 26058.4772 | 4427.7393 | 3406.2091 | 0 | 0 | 0 | -1515.5227 | 0 | 2749.3057 | 8760 | 11700.2658 | 0 | 0 | 11577.8592 | 7208.391 | 7158.3968 | 27500.7557 | 15492.295 | 2690.2689 | 23914.6668 | 8760 | 33573.997 | 746.9 | 0 | 2104.7 | 3087440.2465 | 155104.6654 | 1348.575 | 11544.1973 | 298760
21 | E | EAW | NAP | CC | FP | WC | R600 | 5.6979 | 57 | 1.45 | 8760 | 318998.8712 | 80249.4 | 123420.0278 | 65533.1035 | 75095.8806 | 119540 | 425861.25 | 305181.5 | 224137.5 | 276436.25 | 8760 | 1720.1251 | 23189.8544 | 6106.2893 | 4450.1241 | 0 | 0 | 0 | -1487.378 | 0 | 2787.2118 | 8760 | 11700.1051 | 0 | 0 | 11577.8592 | 7208.391 | 7124.919 | 27496.2672 | 15491.9097 | 2680.0314 | 21035.4402 | 8760 | 33563.3939 | 747.125 | 0 | 2104.7 | 3087740.9381 | 155104.6654 | 1491.3 | 11544.2029 | 298850
22 | E | EAW | NAP | CC | FP | WC | R600 | 5.6979 | 47 | 3.55 | 8760 | 332413.1865 | 66492.9 | 115778.0373 | 65533.1035 | 75095.8806 | 120664 | 429865.5 | 305181.5 | 226245 | 279035.5 | 8760 | 1720.1251 | 25841.2086 | 4217.1675 | 3707.2753 | 0 | 0 | 0 | -1481.6233 | 0 | 2742.0649 | 8760 | 11701.3731 | 0 | 0 | 11577.8592 | 7208.391 | 7108.7747 | 27522.3449 | 15496.1254 | 2687.1775 | 23745.4133 | 8760 | 33647.7944 | 754.15 | 0 | 2104.7 | 3088330.6815 | 155104.6654 | 1119.75 | 11544.2257 | 301660
23 | E | EAW | NAP | CC | FP | WC | R600 | 5.6979 | 47 | 2.35 | 8760 | 317470.2003 | 74993.85 | 120500.4725 | 65533.1035 | 75095.8806 | 120552 | 429466.5 | 305181.5 | 226035 | 278776.5 | 8760 | 1720.1251 | 24227.956 | 5345.9445 | 4179.2417 | 0 | 0 | 0 | -1478.8679 | 0 | 2753.6119 | 8760 | 11701.0303 | 0 | 0 | 11577.8592 | 7208.391 | 7114.398 | 27517.3498 | 15495.0898 | 2683.3641 | 22110.872 | 8760 | 33632.0549 | 753.45 | 0 | 2104.7 | 3088392.0561 | 155104.6654 | 1213.925 | 11544.4093 | 301380
24 | E | EAW | NAP | CC | FP | WC | R600 | 5.6979 | 47 | 1.2 | 8760 | 297351.9775 | 90215.1 | 128956.1587 | 65533.1035 | 75095.8806 | 120308 | 428597.25 | 305181.5 | 225577.5 | 278212.25 | 8760 | 1720.1251 | 21730.2627 | 6799.6936 | 5088.9664 | 0 | 0 | 0 | -1454.8096 | 0 | 2789.5972 | 8760 | 11698.685 | 0 | 0 | 11577.8592 | 7208.391 | 7071.6857 | 27504.2111 | 15491.2587 | 2672.9408 | 19600.5928 | 8760 | 33597.8638 | 751.925 | 0 | 2104.7 | 3088456.0663 | 155104.6654 | 1348.325 | 11544.5028 | 300770
25 | E | EAW | NAP | CC | FP | WC | R60 | 5.6979 | 37 | 2.8 | 8760 | 310721.4362 | 83465.1 | 125206.4087 | 65533.1035 | 75095.8806 | 122456 | 436249.5 | 305181.5 | 229605 | 283179.5 | 8760 | 1720.1251 | 23267.9115 | 5672.2811 | 4610.5136 | 0 | 0 | 0 | -1429.1148 | 0 | 2734.3215 | 8760 | 11700.2206 | 0 | 0 | 11577.8592 | 7208.391 | 7055.8711 | 27530.0508 | 15498.0734 | 2672.9023 | 21237.333 | 8760 | 33734.0236 | 765.35 | 0 | 2104.7 | 3090094.0436 | 155104.6654 | 937.25 | 11544.3692 | 306140
26 | E | EAW | NAP | CC | FP | WC | R60 | 5.6979 | 37 | 1.85 | 8760 | 298763.1026 | 90691.65 | 129220.8911 | 65533.1035 | 75095.8806 | 122096 | 434967 | 305181.5 | 228930 | 282347 | 8760 | 1720.1251 | 21974.4777 | 6577.2102 | 5029.0745 | 0 | 0 | 0 | -1432.3592 | 0 | 2766.6129 | 8760 | 11698.4531 | 0 | 0 | 11577.8592 | 7208.391 | 7058.3073 | 27521.6675 | 15494.5772 | 2671.6719 | 19898.7537 | 8760 | 33699.2149 | 763.1 | 0 | 2104.7 | 3089962.889 | 155104.6654 | 1030.75 | 11544.6026 | 305240
27 | E | EAW | NAP | CC | FP | WC | R60 | 5.6979 | 37 | 0.95 | 8760 | 278935.9763 | 103547.7 | 136362.6649 | 65533.1035 | 75095.8806 | 121556 | 433043.25 | 305181.5 | 227917.5 | 281098.25 | 8760 | 1720.1251 | 19852.991 | 7737.6931 | 5876.9363 | 0 | 0 | 0 | -1412.3155 | 0 | 2802.2635 | 8760 | 11698.9644 | 0 | 0 | 11577.8592 | 7208.391 | 7003.4763 | 27517.0435 | 15493.9996 | 2660.7153 | 17753.483 | 8760 | 33665.4885 | 759.725 | 0 | 2104.7 | 3089639.6527 | 155104.6654 | 1181.725 | 11544.5782 | 303890
28 | E | EAW | NAP | CC | FP | WC | R60 | 5.6979 | 27 | 2.05 | 8760 | 295576.2829 | 107902.8 | 138782.0036 | 65533.1035 | 75095.8806 | 124464 | 443403 | 305181.5 | 233370 | 287823 | 8760 | 1720.1251 | 19881.2657 | 7741.4213 | 5642.2899 | 0 | 0 | 0 | -1368.1807 | 0 | 2721.2589 | 8760 | 11695.7357 | 0 | 0 | 11577.8592 | 7208.391 | 6987.0414 | 27530.9467 | 15496.3955 | 2660.1414 | 17971.1221 | 8760 | 33831.9005 | 777.9 | 0 | 2104.7 | 3092052.3596 | 155104.6654 | 699.375 | 11544.6253 | 311160
29 | E | EAW | NAP | CC | FP | WC | R60 | 5.6979 | 27 | 1.35 | 8760 | 285479.4474 | 112147.2 | 141139.8464 | 65533.1035 | 75095.8806 | 124224 | 442548 | 305181.5 | 232920 | 287268 | 8760 | 1720.1251 | 18960.8939 | 8325.2583 | 5989.3567 | 0 | 0 | 0 | -1372.568 | 0 | 2742.6193 | 8760 | 11696.6659 | 0 | 0 | 11577.8592 | 7208.391 | 6977.0796 | 27531.7122 | 15496.9652 | 2655.3301 | 17015.5019 | 8760 | 33814.8156 | 776.4 | 0 | 2104.7 | 3091952.3602 | 155104.6654 | 790.35 | 11544.5585 | 310560
30 | E | EAW | NAP | CC | FP | WC | R60 | 5.6979 | 27 | 0.7 | 8760 | 266750.3396 | 121999.5 | 146612.9815 | 65533.1035 | 75095.8806 | 123672 | 440581.5 | 305181.5 | 231885 | 285991.5 | 8760 | 1720.1251 | 17274.9264 | 9104.9348 | 6847.456 | 0 | 0 | 0 | -1367.1392 | 0 | 2806.2893 | 8760 | 11697.1352 | 0 | 0 | 11577.8592 | 7208.391 | 6909.5023 | 27531.2378 | 15496.6318 | 2641.2464 | 15267.2883 | 8760 | 33786.6376 | 772.95 | 0 | 2104.7 | 3091602.1449 | 155104.6654 | 938.85 | 11544.6387 | 309180
31 | E | EAW | NAP | FC | FP | WC | OFF0 | 0.36518 | 45 | 3.4 | 8760 | 270862.3527 | 4920.75 | 81573.5678 | 0 | 30280.1376 | 139548 | 497139.75 | 357957.875 | 261652.5 | 322704.75 | 8760 | 1720.1251 | 19655.4206 | 515.8988 | 19.6537 | 0 | 0 | 0 | -1691.9308 | 0 | 2993.2282 | 8760 | 9952.9775 | 0 | 0 | 9140.5834 | 1021.0621 | 0 | 25015.9547 | 14693.2197 | 0 | 17210.8464 | 8760 | 33652.2149 | 872.175 | 0 | 2468.675 | 2545271.9435 | 110654.3789 | 1287.975 | 9043.1472 | 348870
32 | E | EAW | NAP | FC | FP | WC | OFF0 | 0.36518 | 45 | 2.25 | 8760 | 265703.8974 | 8475.3 | 83548.1861 | 0 | 30280.1376 | 139944 | 498550.5 | 357957.875 | 262395 | 323620.5 | 8760 | 1720.1251 | 19170.7098 | 912.6425 | 19.0483 | 0 | 0 | 0 | -1684.1282 | 0 | 3004.616 | 8760 | 9951.9172 | 0 | 0 | 9140.5834 | 1021.0621 | 0 | 25013.5432 | 14698.2266 | 0 | 16709.5369 | 8760 | 33659.1567 | 874.65 | 0 | 2468.675 | 2545504.4667 | 110654.3789 | 1316.175 | 9042.8899 | 349860
33 | E | EAW | NAP | FC | FP | WC | OFF0 | 0.36518 | 45 | 1.15 | 8760 | 256022.9065 | 16978.95 | 88272.1212 | 0 | 30280.1376 | 140536 | 500659.5 | 357957.875 | 263505 | 324989.5 | 8760 | 1720.1251 | 18064.5576 | 1859.3783 | 68.3187 | 0 | 0 | 0 | -1663.3392 | 0 | 3023.2913 | 8760 | 9950.5703 | 0 | 0 | 9140.5834 | 1021.0621 | 0 | 25015.0084 | 14705.7442 | 0 | 15610.2387 | 8760 | 33690.9842 | 878.35 | 0 | 2468.675 | 2545949.759 | 110654.3789 | 1372.15 | 9043.0216 | 351340
34 | E | EAW | NAP | FC | FP | WC | OFF0 | 0.36518 | 38 | 2.85 | 8760 | 264237.9212 | 9563.4 | 84152.6458 | 0 | 30280.1376 | 143984 | 512943 | 357957.875 | 269970 | 332963 | 8760 | 1720.1251 | 19044.1936 | 1036.9793 | 19.0088 | 0 | 0 | 0 | -1659.7831 | 0 | 2971.7198 | 8760 | 9949.5061 | 0 | 0 | 9140.5834 | 1021.0621 | 0 | 25101.4223 | 14755.6949 | 0 | 16660.7876 | 8760 | 33958.7597 | 899.9 | 0 | 2468.675 | 2547578.3088 | 110654.3789 | 1177.1 | 9043.4193 | 359960
35 | E | EAW | NAP | FC | FP | WC | OFF0 | 0.36518 | 38 | 1.9 | 8760 | 259181.0749 | 13817.25 | 86515.7383 | 0 | 30280.1376 | 143956 | 512843.25 | 357957.875 | 269917.5 | 332898.25 | 8760 | 1720.1251 | 18487.0026 | 1540.4453 | 25.7654 | 0 | 0 | 0 | -1655.5536 | 0 | 2989.8856 | 8760 | 9950.8294 | 0 | 0 | 9140.5834 | 1021.0621 | 0 | 25098.0007 | 14758.2668 | 0 | 16076.7855 | 8760 | 33946.9326 | 899.725 | 0 | 2468.675 | 2547603.4123 | 110654.3789 | 1213.75 | 9043.1303 | 359890
36 | E | EAW | NAP | FC | FP | WC | OFF0 | 0.36518 | 38 | 0.95 | 8760 | 249747.2946 | 22310.1 | 91233.6737 | 0 | 30280.1376 | 143684 | 511874.25 | 357957.875 | 269407.5 | 332269.25 | 8760 | 1720.1251 | 17350.6229 | 2520.7959 | 98.6667 | 0 | 0 | 0 | -1639.1019 | 0 | 3036.1889 | 8760 | 9947.5295 | 0 | 0 | 9140.5834 | 1021.0621 | 0 | 25076.8152 | 14749.6137 | 0 | 14921.2284 | 8760 | 33917.3861 | 898.025 | 0 | 2468.675 | 2547730.8607 | 110654.3789 | 1261.65 | 9043.1581 | 359210
37 | E | EAW | NAP | FC | FP | WC | OFF0 | 0.36518 | 31.5 | 2.35 | 8760 | 259824.9217 | 17278.65 | 88438.6101 | 0 | 30280.1376 | 150024 | 534460.5 | 357957.875 | 281295 | 346930.5 | 8760 | 1720.1251 | 18007.8626 | 1972.659 | 21.6651 | 0 | 0 | 0 | -1620.7091 | 0 | 2956.7432 | 8760 | 9946.8732 | 0 | 0 | 9140.5834 | 1021.0621 | 0 | 25211.4 | 14843.4292 | 0 | 15697.939 | 8760 | 34402.6904 | 937.65 | 0 | 2468.675 | 2550970.8028 | 110654.3789 | 1041.725 | 9043.2526 | 375060
38 | E | EAW | NAP | FC | FP | WC | OFF0 | 0.36518 | 31.5 | 1.6 | 8760 | 255463.6823 | 21438 | 90749.206 | 0 | 30280.1376 | 149076 | 531083.25 | 357957.875 | 279517.5 | 344738.25 | 8760 | 1720.1251 | 17470.8748 | 2454.3055 | 52.1151 | 0 | 0 | 0 | -1619.0652 | 0 | 2979.6263 | 8760 | 9945.4565 | 0 | 0 | 9140.5834 | 1021.0621 | 0 | 25189.1554 | 14827.3775 | 0 | 15128.4575 | 8760 | 34318.8492 | 931.725 | 0 | 2468.675 | 2550646.8603 | 110654.3789 | 1071.525 | 9043.084 | 372690
39 | E | EAW | NAP | FC | FP | WC | OFF0 | 0.36518 | 31.5 | 0.8 | 8760 | 246594.0155 | 29316.6 | 95125.9142 | 0 | 30280.1376 | 148404 | 528689.25 | 357957.875 | 278257.5 | 343184.25 | 8760 | 1720.1251 | 16464.4739 | 3325.1468 | 155.246 | 0 | 0 | 0 | -1609.9632 | 0 | 3031.1155 | 8760 | 9944.5267 | 0 | 0 | 9140.5834 | 1021.0621 | 0 | 25171.9012 | 14817.5227 | 0 | 14083.2844 | 8760 | 34270.9239 | 927.525 | 0 | 2468.675 | 2550464.1666 | 110654.3789 | 1131.15 | 9043.1623 | 371010
40 | E | EAW | NAP | FC | FP | WC | OFF | 0.36518 | 24.5 | 1.85 | 8760 | 257617.3632 | 31386.15 | 96275.5876 | 0 | 30280.1376 | 157604 | 561464.25 | 357957.875 | 295507.5 | 364459.25 | 8760 | 1720.1251 | 16242.7191 | 3601.5245 | 70.7764 | 0 | 0 | 0 | -1575.3973 | 0 | 2960.9922 | 8760 | 9943.1495 | 0 | 0 | 9140.5834 | 1021.0621 | 0 | 25331.5406 | 14955.9496 | 0 | 14033.6639 | 8760 | 34960.6389 | 985.025 | 0 | 2468.675 | 2555115.852 | 110654.3789 | 831.55 | 9041.8996 | 394010
41 | E | EAW | NAP | FC | FP | WC | OFF | 0.36518 | 24.5 | 1.25 | 8760 | 254005.6367 | 34211.7 | 97845.2329 | 0 | 30280.1376 | 156928 | 559056 | 357957.875 | 294240 | 362896 | 8760 | 1720.1251 | 15814.2219 | 3973.0707 | 110.4575 | 0 | 0 | 0 | -1578.7725 | 0 | 2984.1643 | 8760 | 9942.7481 | 0 | 0 | 9140.5834 | 1021.0621 | 0 | 25321.9567 | 14945.654 | 0 | 13574.5161 | 8760 | 34909.7052 | 980.8 | 0 | 2468.675 | 2554896.175 | 110654.3789 | 858.225 | 9042.0779 | 392320
42 | E | EAW | NAP | FC | FP | WC | OFF | 0.36518 | 24.5 | 0.6 | 8760 | 245821.1605 | 41434.2 | 101857.4654 | 0 | 30280.1376 | 155864 | 555265.5 | 357957.875 | 292245 | 360435.5 | 8760 | 1720.1251 | 15034.6941 | 4590.419 | 254.2181 | 0 | 0 | 0 | -1578.7246 | 0 | 3036.6174 | 8760 | 9942.6407 | 0 | 0 | 9140.5834 | 1021.0621 | 0 | 25307.953 | 14928.8996 | 0 | 12754.0941 | 8760 | 34839.1939 | 974.15 | 0 | 2468.675 | 2554616.1635 | 110654.3789 | 929.375 | 9042.3934 | 389660
43 | E | EAW | NAP | FC | FP | WC | OFF | 0.36518 | 18 | 1.35 | 8760 | 256283.4655 | 52425.9 | 107963.5583 | 0 | 30280.1376 | 163064 | 580915.5 | 357957.875 | 305745 | 377085.5 | 8760 | 1720.1251 | 13753.6701 | 5896.2686 | 177.4833 | 0 | 0 | 0 | -1536.6361 | 0 | 2959.8874 | 8760 | 9938.8865 | 0 | 0 | 9140.5834 | 1021.0621 | 0 | 25405.2406 | 15032.899 | 0 | 11654.3662 | 8760 | 35330.7975 | 1019.15 | 0 | 2468.675 | 2558328.8507 | 110654.3789 | 602.525 | 9041.3963 | 407660
44 | E | EAW | NAP | FC | FP | WC | OFF | 0.36518 | 18 | 0.9 | 8760 | 253483.9981 | 54363.15 | 109039.7366 | 0 | 30280.1376 | 162964 | 580559.25 | 357957.875 | 305557.5 | 376854.25 | 8760 | 1720.1251 | 13469.2153 | 6115.4257 | 235.7127 | 0 | 0 | 0 | -1536.7625 | 0 | 2980.7887 | 8760 | 9939.0249 | 0 | 0 | 9140.5834 | 1021.0621 | 0 | 25407.324 | 15031.5273 | 0 | 11343.9535 | 8760 | 35330.6993 | 1018.525 | 0 | 2468.675 | 2558375.1874 | 110654.3789 | 629.075 | 9041.5307 | 407410
45 | E | EAW | NAP | FC | FP | WC | OFF | 0.36518 | 18 | 0.45 | 8760 | 247322.5777 | 59833.35 | 112078.534 | 0 | 30280.1376 | 162376 | 578464.5 | 357957.875 | 304455 | 375494.5 | 8760 | 1720.1251 | 12937.703 | 6481.3899 | 395.9197 | 0 | 0 | 0 | -1548.5801 | 0 | 3029.3951 | 8760 | 9938.154 | 0 | 0 | 9140.5834 | 1021.0621 | 0 | 25399.2375 | 15021.6743 | 0 | 10782.3514 | 8760 | 35297.0805 | 1014.85 | 0 | 2468.675 | 2558210.4797 | 110654.3789 | 695.4 | 9041.5042 | 405940
46 | E | EAW | NAP | FC | FP | WC | R100 | 2.6161 | 45 | 3.4 | 8760 | 296607.2316 | 58500.9 | 111338.3333 | 65533.1035 | 97894.6336 | 114220 | 406908.75 | 323023.75 | 214162.5 | 264133.75 | 8760 | 1720.1251 | 21442.84 | 2461.358 | 2722.0975 | 0 | 0 | 0 | -1477.377 | 0 | 2777.2657 | 8760 | 7352.5304 | 0 | 0 | 6757.8117 | 7630.2734 | 3984.0167 | 18667.7311 | 11027.92 | 1872.905 | 19398.7854 | 8760 | 23786.7092 | 713.875 | 0 | 2227.75 | 1855574.4887 | 178372.614 | 1300.675 | 6660.3544 | 285550
47 | E | EAW | NAP | FC | FP | WC | R100 | 2.6161 | 45 | 2.25 | 8760 | 283505.703 | 67527 | 116352.499 | 65533.1035 | 97894.6336 | 115032 | 409801.5 | 323023.75 | 215685 | 266011.5 | 8760 | 1720.1251 | 20089.5556 | 3320.2177 | 3203.0293 | 0 | 0 | 0 | -1475.2591 | 0 | 2790.5441 | 8760 | 7359.9968 | 0 | 0 | 6757.8117 | 7630.2734 | 3985.4523 | 18693.6692 | 11049.1686 | 1870.5454 | 18028.2695 | 8760 | 23822.4692 | 718.95 | 0 | 2227.75 | 1855966.3291 | 178372.614 | 1394.6 | 6669.5403 | 287580
48 | E | EAW | NAP | FC | FP | WC | R100 | 2.6161 | 45 | 1.15 | 8760 | 264558.4517 | 83519.1 | 125236.4067 | 65533.1035 | 97894.6336 | 115820 | 412608.75 | 323023.75 | 217162.5 | 267833.75 | 8760 | 1720.1251 | 17905.0028 | 4539.2975 | 4086.1706 | 0 | 0 | 0 | -1449.9345 | 0 | 2829.4102 | 8760 | 7359.3692 | 0 | 0 | 6757.8117 | 7630.2734 | 3975.6778 | 18703.4228 | 11060.986 | 1866.7691 | 15822.6391 | 8760 | 23839.3256 | 723.875 | 0 | 2227.75 | 1856556.2807 | 178372.614 | 1509.55 | 6668.6918 | 289550
49 | E | EAW | NAP | FC | FP | WC | R100 | 2.6161 | 38 | 2.85 | 8760 | 283317.9544 | 71095.05 | 118334.6169 | 65533.1035 | 97894.6336 | 116576 | 415302 | 323023.75 | 218580 | 269582 | 8760 | 1720.1251 | 19982.4732 | 3202.4518 | 3342.0829 | 0 | 0 | 0 | -1440.2162 | 0 | 2779.246 | 8760 | 7343.9867 | 0 | 0 | 6757.8117 | 7630.2734 | 3975.4692 | 18696.1675 | 11052.4277 | 1871.8649 | 17972.4176 | 8760 | 23903.1273 | 728.6 | 0 | 2227.75 | 1856875.2697 | 178372.614 | 1185.85 | 6658.3567 | 291440
50 | E | EAW | NAP | FC | FP | WC | R100 | 2.6161 | 38 | 1.9 | 8760 | 271001.6301 | 79743.15 | 123138.7966 | 65533.1035 | 97894.6336 | 117196 | 417510.75 | 323023.75 | 219742.5 | 271015.75 | 8760 | 1720.1251 | 18748.7076 | 4018.4638 | 3786.2486 | 0 | 0 | 0 | -1440.0275 | 0 | 2798.5874 | 8760 | 7360.6393 | 0 | 0 | 6757.8117 | 7630.2734 | 3975.536 | 18740.0736 | 11082.6416 | 1868.6318 | 16711.7635 | 8760 | 23949.9156 | 732.475 | 0 | 2227.75 | 1857157.065 | 178372.614 | 1284.7 | 6668.3379 | 292990
51 | E | EAW | NAP | FC | FP | WC | R100 | 2.6161 | 38 | 0.95 | 8760 | 252272.1765 | 94072.05 | 131098.7659 | 65533.1035 | 97894.6336 | 117400 | 418237.5 | 323023.75 | 220125 | 271487.5 | 8760 | 1720.1251 | 16716.5523 | 5093.0204 | 4684.2254 | 0 | 0 | 0 | -1417.8557 | 0 | 2857.8052 | 8760 | 7358.0252 | 0 | 0 | 6757.8117 | 7630.2734 | 3958.2942 | 18733.6418 | 11082.9282 | 1865.2277 | 14637.0445 | 8760 | 23932.7887 | 733.75 | 0 | 2227.75 | 1857350.6127 | 178372.614 | 1405.65 | 6668.4662 | 293500
52 | E | EAW | NAP | FC | FP | WC | R100 | 2.6161 | 31.5 | 2.35 | 8760 | 273075.0264 | 85359.15 | 126258.5886 | 65533.1035 | 97894.6336 | 119804 | 426801.75 | 323023.75 | 224632.5 | 277046.75 | 8760 | 1720.1251 | 18326.8719 | 4093.7142 | 4033.7037 | 0 | 0 | 0 | -1403.2824 | 0 | 2791.3712 | 8760 | 7352.5846 | 0 | 0 | 6757.8117 | 7630.2734 | 3963.1314 | 18776.7362 | 11111.3541 | 1868.7553 | 16356.0251 | 8760 | 24133.718 | 748.775 | 0 | 2227.75 | 1858536.224 | 178372.614 | 1051.7 | 6661.9919 | 299510
53 | E | EAW | NAP | FC | FP | WC | R100 | 2.6161 | 31.5 | 1.6 | 8760 | 262803.8755 | 91297.8 | 129557.6186 | 65533.1035 | 97894.6336 | 119768 | 426673.5 | 323023.75 | 224565 | 276963.5 | 8760 | 1720.1251 | 17357.4377 | 4726.1435 | 4388.5029 | 0 | 0 | 0 | -1404.5133 | 0 | 2807.6163 | 8760 | 7356.0184 | 0 | 0 | 6757.8117 | 7630.2734 | 3962.1574 | 18783.8811 | 11114.8255 | 1866.4532 | 15358.3672 | 8760 | 24107.5506 | 748.55 | 0 | 2227.75 | 1858560.1156 | 178372.614 | 1148.825 | 6667.4153 | 299420
54 | E | EAW | NAP | FC | FP | WC | R100 | 2.6161 | 31.5 | 0.8 | 8760 | 245646.8938 | 104518.35 | 136901.879 | 65533.1035 | 97894.6336 | 119524 | 425804.25 | 323023.75 | 224107.5 | 276399.25 | 8760 | 1720.1251 | 15557.0644 | 5597.1672 | 5302.6097 | 0 | 0 | 0 | -1390.8993 | 0 | 2874.2168 | 8760 | 7358.181 | 0 | 0 | 6757.8117 | 7630.2734 | 3942.4267 | 18781.5684 | 11114.2556 | 1863.3601 | 13500.7756 | 8760 | 24079.7859 | 747.025 | 0 | 2227.75 | 1858437.5548 | 178372.614 | 1273 | 6668.6648 | 298810
55 | E | EAW | NAP | FC | FP | WC | R10 | 2.6161 | 24.5 | 1.85 | 8760 | 266404.272 | 102190.95 | 135608.9652 | 65533.1035 | 97894.6336 | 123888 | 441351 | 323023.75 | 232290 | 286491 | 8760 | 1720.1251 | 16218.2641 | 5192.3801 | 4879.9667 | 0 | 0 | 0 | -1348.1246 | 0 | 2783.0359 | 8760 | 7357.6582 | 0 | 0 | 6757.8117 | 7630.2734 | 3935.942 | 18858.4957 | 11177.6325 | 1865.3646 | 14347.2064 | 8760 | 24422.0144 | 774.3 | 0 | 2227.75 | 1860506.9214 | 178372.614 | 875.65 | 6669.5821 | 309720
56 | E | EAW | NAP | FC | FP | WC | R10 | 2.6161 | 24.5 | 1.25 | 8760 | 258584.124 | 106863.3 | 138204.5421 | 65533.1035 | 97894.6336 | 123424 | 439698 | 323023.75 | 231420 | 285418 | 8760 | 1720.1251 | 15480.4767 | 5648.2494 | 5207.1023 | 0 | 0 | 0 | -1358.7398 | 0 | 2823.5003 | 8760 | 7356.6219 | 0 | 0 | 6757.8117 | 7630.2734 | 3936.7801 | 18851.0282 | 11170.1285 | 1863.2562 | 13560.9536 | 8760 | 24374.8696 | 771.4 | 0 | 2227.75 | 1860382.4168 | 178372.614 | 946.3 | 6668.3281 | 308560
57 | E | EAW | NAP | FC | FP | WC | R10 | 2.6161 | 24.5 | 0.6 | 8760 | 239243.171 | 119878.65 | 145434.8101 | 65533.1035 | 97894.6336 | 122984 | 438130.5 | 323023.75 | 230595 | 284400.5 | 8760 | 1720.1251 | 13843.7779 | 6335.8901 | 6205.9753 | 0 | 0 | 0 | -1365.9384 | 0 | 2905.1289 | 8760 | 7354.2415 | 0 | 0 | 6757.8117 | 7630.2734 | 3917.874 | 18841.0368 | 11160.5605 | 1858.253 | 11843.7773 | 8760 | 24327.3801 | 768.65 | 0 | 2227.75 | 1860211.1529 | 178372.614 | 1092.7 | 6669.1184 | 307460
58 | E | EAW | NAP | FC | FP | WC | R10 | 2.6161 | 18 | 1.35 | 8760 | 262501.9121 | 124403.85 | 147948.6425 | 65533.1035 | 97894.6336 | 127120 | 452865 | 323023.75 | 238350 | 293965 | 8760 | 1720.1251 | 13593.2955 | 6599.1672 | 5937.953 | 0 | 0 | 0 | -1293.2099 | 0 | 2775.9844 | 8760 | 7353.7424 | 0 | 0 | 6757.8117 | 7630.2734 | 3909.6275 | 18905.9836 | 11220.9497 | 1861.7968 | 11837.2676 | 8760 | 24638.02 | 794.5 | 0 | 2227.75 | 1862151.0081 | 178372.614 | 660.825 | 6669.487 | 317800
59 | E | EAW | NAP | FC | FP | WC | R10 | 2.6161 | 18 | 0.9 | 8760 | 254881.1397 | 127140.3 | 149468.7911 | 65533.1035 | 97894.6336 | 127160 | 453007.5 | 323023.75 | 238425 | 294057.5 | 8760 | 1720.1251 | 13055.9047 | 6931.8844 | 6201.5926 | 0 | 0 | 0 | -1310.8117 | 0 | 2814.753 | 8760 | 7353.4226 | 0 | 0 | 6757.8117 | 7630.2734 | 3909.8483 | 18907.7169 | 11221.7391 | 1859.8534 | 11252.3501 | 8760 | 24630.7905 | 794.75 | 0 | 2227.75 | 1862188.7835 | 178372.614 | 729.8 | 6668.9347 | 317900
60 | E | EAW | NAP | FC | FP | WC | R10 | 2.6161 | 18 | 0.45 | 8760 | 240435.3694 | 139490.1 | 156329.3337 | 65533.1035 | 97894.6336 | 126836 | 451853.25 | 323023.75 | 237817.5 | 293308.25 | 8760 | 1720.1251 | 11835.5733 | 7391.4759 | 7052.582 | 0 | 0 | 0 | -1364.3482 | 0 | 2872.4321 | 8760 | 7353.8406 | 0 | 0 | 6757.8117 | 7630.2734 | 3887.6046 | 18904.5507 | 11217.5439 | 1849.8065 | 9974.634 | 8760 | 24595.8095 | 792.725 | 0 | 2227.75 | 1862157.0405 | 178372.614 | 886.9 | 6669.1475 | 317090
61 | E | EAW | NAP | FC | FP | WC | R600 | 3.0023 | 45 | 3.4 | 8760 | 285081.6782 | 40343.4 | 101251.5058 | 65533.1035 | 57824.4439 | 123192 | 438871.5 | 340195.375 | 230985 | 284881.5 | 8760 | 1720.1251 | 20396.1661 | 2878.8111 | 1009.9929 | 0 | 0 | 0 | -1564.9169 | 0 | 2765.0994 | 8760 | 7915.567 | 0 | 0 | 7336.4067 | 3798.2784 | 4522.1925 | 20102.0861 | 11875.0128 | 2147.8622 | 18251.1376 | 8760 | 25534.7319 | 769.95 | 0 | 2346.175 | 2012220.4844 | 155104.6654 | 1332.3 | 7246.6065 | 307980
62 | E | EAW | NAP | FC | FP | WC | R600 | 3.0023 | 45 | 2.25 | 8760 | 270617.4643 | 49404.6 | 106285.1702 | 65533.1035 | 57824.4439 | 124180 | 442391.25 | 340195.375 | 232837.5 | 287166.25 | 8760 | 1720.1251 | 19054.9582 | 3850.6646 | 1276.3753 | 0 | 0 | 0 | -1552.2864 | 0 | 2756.3971 | 8760 | 7915.7323 | 0 | 0 | 7336.4067 | 3798.2784 | 4503.2791 | 20116.3006 | 11891.0511 | 2143.6486 | 16911.559 | 8760 | 25558.2782 | 776.125 | 0 | 2346.175 | 2012743.52 | 155104.6654 | 1439.825 | 7245.5253 | 310450
63 | E | EAW | NAP | FC | FP | WC | R600 | 3.0023 | 45 | 1.15 | 8760 | 253159.2924 | 66193.2 | 115611.5484 | 65533.1035 | 57824.4439 | 125016 | 445369.5 | 340195.375 | 234405 | 289099.5 | 8760 | 1720.1251 | 17001.2467 | 5182.448 | 1915.7176 | 0 | 0 | 0 | -1524.8898 | 0 | 2804.3738 | 8760 | 7913.947 | 0 | 0 | 7336.4067 | 3798.2784 | 4488.3942 | 20124.2124 | 11902.1247 | 2140.0861 | 14830.3656 | 8760 | 25577.7002 | 781.35 | 0 | 2346.175 | 2013210.8548 | 155104.6654 | 1550.6 | 7244.3679 | 312540
64 | E | EAW | NAP | FC | FP | WC | R600 | 3.0023 | 38 | 2.85 | 8760 | 272265.8416 | 50515.65 | 106902.3791 | 65533.1035 | 57824.4439 | 125952 | 448704 | 340195.375 | 236160 | 291264 | 8760 | 1720.1251 | 19111.0522 | 3700.404 | 1349.1646 | 0 | 0 | 0 | -1526.5535 | 0 | 2759.7396 | 8760 | 7914.6296 | 0 | 0 | 7336.4067 | 3798.2784 | 4497.4318 | 20156.6076 | 11914.97 | 2143.6127 | 17003.9054 | 8760 | 25691.952 | 787.2 | 0 | 2346.175 | 2013675.6424 | 155104.6654 | 1235.025 | 7246.1151 | 314880
65 | E | EAW | NAP | FC | FP | WC | R600 | 3.0023 | 38 | 1.9 | 8760 | 260756.9129 | 58573.8 | 111378.8306 | 65533.1035 | 57824.4439 | 126376 | 450214.5 | 340195.375 | 236955 | 292244.5 | 8760 | 1720.1251 | 17924.8268 | 4561.232 | 1626.2225 | 0 | 0 | 0 | -1518.4407 | 0 | 2767.5466 | 8760 | 7914.3599 | 0 | 0 | 7336.4067 | 3798.2784 | 4486.7199 | 20158.7544 | 11921.8304 | 2142.075 | 15804.0325 | 8760 | 25683.5803 | 789.85 | 0 | 2346.175 | 2013884.8414 | 155104.6654 | 1336.35 | 7244.9925 | 315940
66 | E | EAW | NAP | FC | FP | WC | R600 | 3.0023 | 38 | 0.95 | 8760 | 242650.7121 | 75151.8 | 120588.2166 | 65533.1035 | 57824.4439 | 126740 | 451511.25 | 340195.375 | 237637.5 | 293086.25 | 8760 | 1720.1251 | 15987.8036 | 5757.1329 | 2315.2095 | 0 | 0 | 0 | -1496.59 | 0 | 2820.5336 | 8760 | 7914.0731 | 0 | 0 | 7336.4067 | 3798.2784 | 4475.1901 | 20161.404 | 11928.0152 | 2138.1988 | 13830.1849 | 8760 | 25678.5551 | 792.125 | 0 | 2346.175 | 2014250.1376 | 155104.6654 | 1457.45 | 7244.4002 | 316850
67 | E | EAW | NAP | FC | FP | WC | R600 | 3.0023 | 31.5 | 2.35 | 8760 | 264819.7089 | 63166.5 | 113930.1605 | 65533.1035 | 57824.4439 | 129044 | 459719.25 | 340195.375 | 241957.5 | 298414.25 | 8760 | 1720.1251 | 17627.1425 | 4624.1472 | 1780.6921 | 0 | 0 | 0 | -1482.7398 | 0 | 2760.7124 | 8760 | 7912.5015 | 0 | 0 | 7336.4067 | 3798.2784 | 4470.3332 | 20210.4747 | 11958.4877 | 2141.1464 | 15572.0254 | 8760 | 25890.2599 | 806.525 | 0 | 2346.175 | 2015328.28 | 155104.6654 | 1089.825 | 7245.4018 | 322610
68 | E | EAW | NAP | FC | FP | WC | R600 | 3.0023 | 31.5 | 1.6 | 8760 | 253857.415 | 70524 | 118017.388 | 65533.1035 | 57824.4439 | 129024 | 459648 | 340195.375 | 241920 | 298368 | 8760 | 1720.1251 | 16625.0551 | 5327.9032 | 2076.0829 | 0 | 0 | 0 | -1479.4165 | 0 | 2778.26 | 8760 | 7912.5846 | 0 | 0 | 7336.4067 | 3798.2784 | 4463.0659 | 20210.3885 | 11958.7013 | 2137.5506 | 14542.427 | 8760 | 25855.2571 | 806.4 | 0 | 2346.175 | 2015431.9979 | 155104.6654 | 1194.5 | 7244.903 | 322560
69 | E | EAW | NAP | FC | FP | WC | R600 | 3.0023 | 31.5 | 0.8 | 8760 | 237007.6079 | 83747.25 | 125363.1483 | 65533.1035 | 57824.4439 | 128812 | 458892.75 | 340195.375 | 241522.5 | 297877.75 | 8760 | 1720.1251 | 14980.2182 | 6322.3622 | 2692.8958 | 0 | 0 | 0 | -1466.7337 | 0 | 2825.2056 | 8760 | 7911.6399 | 0 | 0 | 7336.4067 | 3798.2784 | 4450.2723 | 20202.6141 | 11954.8647 | 2133.4749 | 12856.8102 | 8760 | 25820.4256 | 805.075 | 0 | 2346.175 | 2015410.425 | 155104.6654 | 1332.725 | 7244.4996 | 322030
70 | E | EAW | NAP | FC | FP | WC | R60 | 3.0023 | 24.5 | 1.85 | 8760 | 260161.9235 | 79554.15 | 123033.8036 | 65533.1035 | 57824.4439 | 133196 | 474510.75 | 340195.375 | 249742.5 | 308015.75 | 8760 | 1720.1251 | 15727.9739 | 5820.3486 | 2330.2462 | 0 | 0 | 0 | -1434.512 | 0 | 2765.9622 | 8760 | 7908.6044 | 0 | 0 | 7336.4067 | 3798.2784 | 4442.7423 | 20274.9387 | 12016.0684 | 2136.5208 | 13760.7354 | 8760 | 26162.3925 | 832.475 | 0 | 2346.175 | 2017454.463 | 155104.6654 | 899.75 | 7244.4994 | 332990
71 | E | EAW | NAP | FC | FP | WC | R60 | 3.0023 | 24.5 | 1.25 | 8760 | 251773.7676 | 84308.85 | 125675.1275 | 65533.1035 | 57824.4439 | 132852 | 473285.25 | 340195.375 | 249097.5 | 307220.25 | 8760 | 1720.1251 | 14985.8805 | 6320.6147 | 2604.3436 | 0 | 0 | 0 | -1439.7599 | 0 | 2797.5594 | 8760 | 7910.2618 | 0 | 0 | 7336.4067 | 3798.2784 | 4441.021 | 20274.3702 | 12012.8361 | 2132.883 | 12977.4848 | 8760 | 26131.1341 | 830.325 | 0 | 2346.175 | 2017355.0014 | 155104.6654 | 973.125 | 7245.1035 | 332130
72 | E | EAW | NAP | FC | FP | WC | R60 | 3.0023 | 24.5 | 0.6 | 8760 | 234701.9772 | 96410.25 | 132397.6793 | 65533.1035 | 57824.4439 | 132444 | 471831.75 | 340195.375 | 248332.5 | 306276.75 | 8760 | 1720.1251 | 13535.2364 | 7095.4681 | 3264.7856 | 0 | 0 | 0 | -1433.7646 | 0 | 2854.9483 | 8760 | 7909.9474 | 0 | 0 | 7336.4067 | 3798.2784 | 4415.9544 | 20270.7527 | 12006.99 | 2125.8912 | 11471.4767 | 8760 | 26082.2908 | 827.775 | 0 | 2346.175 | 2017325.0056 | 155104.6654 | 1113.025 | 7244.9258 | 331110
73 | E | EAW | NAP | FC | FP | WC | R60 | 3.0023 | 18 | 1.35 | 8760 | 258250.869 | 99539.55 | 134136.0634 | 65533.1035 | 57824.4439 | 136660 | 486851.25 | 340195.375 | 256237.5 | 316026.25 | 8760 | 1720.1251 | 13381.6207 | 7333.4821 | 2976.1829 | 0 | 0 | 0 | -1376.2952 | 0 | 2739.6541 | 8760 | 7907.6331 | 0 | 0 | 7336.4067 | 3798.2784 | 4410.356 | 20332.4532 | 12066.6246 | 2128.7292 | 11547.348 | 8760 | 26402.4733 | 854.125 | 0 | 2346.175 | 2019214.8993 | 155104.6654 | 681.125 | 7244.7562 | 341650
74 | E | EAW | NAP | FC | FP | WC | R60 | 3.0023 | 18 | 0.9 | 8760 | 251024.0957 | 102685.05 | 135883.4469 | 65533.1035 | 57824.4439 | 136576 | 486552 | 340195.375 | 256080 | 315832 | 8760 | 1720.1251 | 12835.7682 | 7661.4914 | 3222.511 | 0 | 0 | 0 | -1387.3631 | 0 | 2769.1245 | 8760 | 7906.8517 | 0 | 0 | 7336.4067 | 3798.2784 | 4404.7925 | 20329.812 | 12063.9403 | 2125.0395 | 10963.8526 | 8760 | 26382.4801 | 853.6 | 0 | 2346.175 | 2019243.6404 | 155104.6654 | 748.75 | 7245.1925 | 341440
75 | E | EAW | NAP | FC | FP | WC | R60 | 3.0023 | 18 | 0.45 | 8760 | 237091.5611 | 113714.55 | 142010.5384 | 65533.1035 | 57824.4439 | 136332 | 485682.75 | 340195.375 | 255622.5 | 315267.75 | 8760 | 1720.1251 | 11720.7511 | 8181.5178 | 3838.3629 | 0 | 0 | 0 | -1415.6657 | 0 | 2823.0154 | 8760 | 7905.2176 | 0 | 0 | 7336.4067 | 3798.2784 | 4369.6297 | 20322.8601 | 12057.5204 | 2110.5609 | 9796.3324 | 8760 | 26342.8436 | 852.075 | 0 | 2346.175 | 2019321.5696 | 155104.6654 | 898.575 | 7244.8466 | 340830
76 | E | EAW | STR | FC | FP | WC | OFF0 | 0.45882 | 45 | 3.4 | 8760 | 276241.9975 | 96871.95 | 132654.1622 | 0 | 134584.3436 | 70912 | 252624 | 209742.5 | 132960 | 163984 | 8760 | 1150.2925 | 14929.8533 | 573.8763 | 5699.0856 | 0 | 0 | 0 | -1308.3596 | 0 | 2792.503 | 8760 | 5355.1712 | 0 | 0 | 4862.2967 | 9634.0199 | 0 | 13336.0712 | 7805.8393 | 0 | 13002.8772 | 8760 | 17533.3635 | 443.2 | 0 | 1446.5 | 1351452.1684 | 186766.0544 | 763.8 | 4805.279 | 177280
77 | E | EAW | STR | FC | FP | WC | OFF0 | 0.45882 | 45 | 2.25 | 8760 | 272319.8336 | 98024.85 | 133294.6195 | 0 | 134584.3436 | 70940 | 252723.75 | 209742.5 | 133012.5 | 164048.75 | 8760 | 1150.2925 | 14570.8555 | 777.9771 | 5873.8011 | 0 | 0 | 0 | -1320.1066 | 0 | 2816.583 | 8760 | 5356.1843 | 0 | 0 | 4862.2967 | 9634.0199 | 0 | 13337.7362 | 7807.7704 | 0 | 12617.035 | 8760 | 17539.32 | 443.375 | 0 | 1446.5 | 1351503.6294 | 186766.0544 | 782.65 | 4805.1796 | 177350
78 | E | EAW | STR | FC | FP | WC | OFF0 | 0.45882 | 45 | 1.15 | 8760 | 262867.9319 | 105744.15 | 137582.8336 | 0 | 134584.3436 | 70496 | 251142 | 209742.5 | 132180 | 163022 | 8760 | 1150.2925 | 13647.5335 | 1223.3505 | 6373.4882 | 0 | 0 | 0 | -1332.4862 | 0 | 2862.0274 | 8760 | 5353.0567 | 0 | 0 | 4862.2967 | 9634.0199 | 0 | 13321.9741 | 7797.3249 | 0 | 11658.6558 | 8760 | 17498.4995 | 440.6 | 0 | 1446.5 | 1351388.3363 | 186766.0544 | 838.225 | 4805.2364 | 176240
79 | E | EAW | STR | FC | FP | WC | OFF0 | 0.45882 | 38 | 2.85 | 8760 | 260813.5722 | 107932.5 | 138798.5025 | 0 | 134584.3436 | 73452 | 261672.75 | 209742.5 | 137722.5 | 169857.75 | 8760 | 1150.2925 | 13857.6494 | 1067.6514 | 6222.4669 | 0 | 0 | 0 | -1278.8487 | 0 | 2776.2807 | 8760 | 5350.7486 | 0 | 0 | 4862.2967 | 9634.0199 | 0 | 13375.2626 | 7840.4151 | 0 | 11978.5694 | 8760 | 17720.2679 | 459.075 | 0 | 1446.5 | 1353476.7363 | 186766.0544 | 690.05 | 4804.6379 | 183630
80 | E | EAW | STR | FC | FP | WC | OFF0 | 0.45882 | 38 | 1.9 | 8760 | 257605.237 | 109867.05 | 139873.1809 | 0 | 134584.3436 | 73316 | 261188.25 | 209742.5 | 137467.5 | 169543.25 | 8760 | 1150.2925 | 13498.5018 | 1266.7632 | 6401.8861 | 0 | 0 | 0 | -1290.0821 | 0 | 2797.1959 | 8760 | 5350.2501 | 0 | 0 | 4862.2967 | 9634.0199 | 0 | 13370.9487 | 7837.6228 | 0 | 11594.845 | 8760 | 17707.0311 | 458.225 | 0 | 1446.5 | 1353380.3354 | 186766.0544 | 708.45 | 4804.5866 | 183290
81 | E | EAW | STR | FC | FP | WC | OFF0 | 0.45882 | 38 | 0.95 | 8760 | 248079.3852 | 117046.35 | 143861.415 | 0 | 134584.3436 | 72852 | 259535.25 | 209742.5 | 136597.5 | 168470.25 | 8760 | 1150.2925 | 12616.1649 | 1725.5429 | 6893.2463 | 0 | 0 | 0 | -1311.8461 | 0 | 2866.0328 | 8760 | 5353.1571 | 0 | 0 | 4862.2967 | 9634.0199 | 0 | 13370.0319 | 7834.0467 | 0 | 10652.2328 | 8760 | 17683.9148 | 455.325 | 0 | 1446.5 | 1353269.1032 | 186766.0544 | 761.05 | 4804.9176 | 182130
82 | E | EAW | STR | FC | FP | WC | OFF0 | 0.45882 | 31.5 | 2.35 | 8760 | 248363.4692 | 120916.8 | 146011.5216 | 0 | 134584.3436 | 75864 | 270265.5 | 209742.5 | 142245 | 175435.5 | 8760 | 1150.2925 | 12605.8375 | 1718.7907 | 6756.9646 | 0 | 0 | 0 | -1246.7291 | 0 | 2751.1571 | 8760 | 5349.8512 | 0 | 0 | 4862.2967 | 9634.0199 | 0 | 13419.4572 | 7876.5413 | 0 | 10790.4597 | 8760 | 17911.3595 | 474.15 | 0 | 1446.5 | 1355503.5362 | 186766.0544 | 608.6 | 4804.0733 | 189660
83 | E | EAW | STR | FC | FP | WC | OFF0 | 0.45882 | 31.5 | 1.6 | 8760 | 244958.9506 | 123510.15 | 147452.1756 | 0 | 134584.3436 | 75512 | 269011.5 | 209742.5 | 141585 | 174621.5 | 8760 | 1150.2925 | 12254.1447 | 1915.6515 | 6943.4696 | 0 | 0 | 0 | -1259.416 | 0 | 2777.6119 | 8760 | 5348.4595 | 0 | 0 | 4862.2967 | 9634.0199 | 0 | 13409.5605 | 7869.5249 | 0 | 10407.3191 | 8760 | 17877.7938 | 471.95 | 0 | 1446.5 | 1355329.5807 | 186766.0544 | 632.05 | 4803.8498 | 188780
84 | E | EAW | STR | FC | FP | WC | OFF0 | 0.45882 | 31.5 | 0.8 | 8760 | 237509.9664 | 129216.6 | 150622.2142 | 0 | 134584.3436 | 75100 | 267543.75 | 209742.5 | 140812.5 | 173668.75 | 8760 | 1150.2925 | 11516.1606 | 2299.0361 | 7393.5096 | 0 | 0 | 0 | -1289.2799 | 0 | 2857.9393 | 8760 | 5350.073 | 0 | 0 | 4862.2967 | 9634.0199 | 0 | 13407.8262 | 7865.1825 | 0 | 9592.6999 | 8760 | 17851.3084 | 469.375 | 0 | 1446.5 | 1355164.7281 | 186766.0544 | 674.2 | 4803.9474 | 187750
85 | E | EAW | STR | FC | FP | WC | OFF | 0.45882 | 24.5 | 1.85 | 8760 | 237100.2324 | 138111.75 | 155563.6348 | 0 | 134584.3436 | 78176 | 278502 | 209742.5 | 146580 | 180782 | 8760 | 1150.2925 | 10872.9717 | 2683.2073 | 7433.1666 | 0 | 0 | 0 | -1204.0323 | 0 | 2748.4804 | 8760 | 5345.7817 | 0 | 0 | 4862.2967 | 9634.0199 | 0 | 13453.9046 | 7907.9274 | 0 | 9136.1718 | 8760 | 18085.4311 | 488.6 | 0 | 1446.5 | 1357513.658 | 186766.0544 | 482 | 4803.1252 | 195440
86 | E | EAW | STR | FC | FP | WC | OFF | 0.45882 | 24.5 | 1.25 | 8760 | 233586.0426 | 140258.25 | 156756.0553 | 0 | 134584.3436 | 77996 | 277860.75 | 209742.5 | 146242.5 | 180365.75 | 8760 | 1150.2925 | 10584.5102 | 2847.2674 | 7608.8819 | 0 | 0 | 0 | -1228.0711 | 0 | 2775.4248 | 8760 | 5345.354 | 0 | 0 | 4862.2967 | 9634.0199 | 0 | 13450.3226 | 7904.7243 | 0 | 8814.4969 | 8760 | 18064.2294 | 487.475 | 0 | 1446.5 | 1357470.3204 | 186766.0544 | 512.25 | 4803.2682 | 194990
87 | E | EAW | STR | FC | FP | WC | OFF | 0.45882 | 24.5 | 0.6 | 8760 | 225671.2266 | 146389.95 | 160162.3282 | 0 | 134584.3436 | 77804 | 277176.75 | 209742.5 | 145882.5 | 179921.75 | 8760 | 1150.2925 | 9945.6079 | 3153.3658 | 8065.1005 | 0 | 0 | 0 | -1275.9702 | 0 | 2859.4462 | 8760 | 5346.5583 | 0 | 0 | 4862.2967 | 9634.0199 | 0 | 13451.2526 | 7903.6035 | 0 | 8092.5022 | 8760 | 18059.9673 | 486.275 | 0 | 1446.5 | 1357495.2932 | 186766.0544 | 564.375 | 4803.0698 | 194510
88 | E | EAW | STR | FC | FP | WC | OFF | 0.45882 | 18 | 1.35 | 8760 | 227264.9121 | 157422.15 | 166290.9196 | 0 | 134584.3436 | 80304 | 286083 | 209742.5 | 150570 | 185703 | 8760 | 1150.2925 | 8841.1761 | 3859.865 | 8197.828 | 0 | 0 | 0 | -1167.3448 | 0 | 2728.4258 | 8760 | 5344.903 | 0 | 0 | 4862.2967 | 9634.0199 | 0 | 13493.1149 | 7940.6866 | 0 | 7192.8734 | 8760 | 18249.0426 | 501.9 | 0 | 1446.5 | 1359203.732 | 186766.0544 | 368.675 | 4802.5843 | 200760
89 | E | EAW | STR | FC | FP | WC | OFF | 0.45882 | 18 | 0.9 | 8760 | 224849.0754 | 158448.15 | 166860.8816 | 0 | 134584.3436 | 80276 | 285983.25 | 209742.5 | 150517.5 | 185638.25 | 8760 | 1150.2925 | 8644.8808 | 3981.9342 | 8340.7818 | 0 | 0 | 0 | -1197.8391 | 0 | 2763.8318 | 8760 | 5344.102 | 0 | 0 | 4862.2967 | 9634.0199 | 0 | 13490.9746 | 7939.3594 | 0 | 6956.5867 | 8760 | 18240.7244 | 501.725 | 0 | 1446.5 | 1359270.2515 | 186766.0544 | 392.825 | 4802.5872 | 200690
90 | E | EAW | STR | FC | FP | WC | OFF | 0.45882 | 18 | 0.45 | 8760 | 220483.9799 | 163271.7 | 169540.4529 | 0 | 134584.3436 | 80084 | 285299.25 | 209742.5 | 150157.5 | 185194.25 | 8760 | 1150.2925 | 8252.4943 | 4196.4907 | 8655.764 | 0 | 0 | 0 | -1290.5239 | 0 | 2822.7394 | 8760 | 5345.5976 | 0 | 0 | 4862.2967 | 9634.0199 | 0 | 13492.1397 | 7937.9279 | 0 | 6513.2132 | 8760 | 18233.8659 | 500.525 | 0 | 1446.5 | 1359228.9634 | 186766.0544 | 434.275 | 4802.5649 | 200210
91 | E | EAW | TOU | CC | FP | WC | R100 | 5.3347 | 67 | 5.049 | 8760 | 410482.0379 | 119414.25 | 154408.2122 | 68309.9483 | 264616.0795 | 37788 | 134619.75 | 123322.5 | 70852.5 | 87384.75 | 8760 | 1482.4089 | 27471.0293 | 432.4823 | 22283.1205 | 0 | 0 | 0 | -1290.5786 | 0 | 2664.6338 | 8760 | 3942.3155 | 0 | 0 | 3870.688 | 34014.0541 | 7155.9328 | 9214.0047 | 5184.47 | 2275.3901 | 25636.2199 | 8760 | 11704.4084 | 236.175 | 0 | 850.5 | 1058035.9022 | 229203.2716 | 1194.2 | 3857.8046 | 94470
92 | E | EAW | TOU | CC | FP | WC | R100 | 5.3347 | 67 | 3.35 | 8760 | 399915.7468 | 119971.8 | 154761.0432 | 68309.9483 | 264616.0795 | 37572 | 133850.25 | 123322.5 | 70447.5 | 86885.25 | 8760 | 1482.4089 | 26340.4914 | 641.0679 | 23231.5417 | 0 | 0 | 0 | -1295.2039 | 0 | 2680.1022 | 8760 | 3943.0837 | 0 | 0 | 3870.688 | 34014.0541 | 7191.7886 | 9215.4596 | 5185.586 | 2275.9896 | 24487.7883 | 8760 | 11700.1796 | 234.825 | 0 | 850.5 | 1057807.1268 | 229203.2716 | 1253.975 | 3857.7633 | 93930
93 | E | EAW | TOU | CC | FP | WC | R100 | 5.3347 | 67 | 1.7 | 8760 | 378749.7622 | 131576.4 | 162104.7135 | 68309.9483 | 264616.0795 | 37764 | 134534.25 | 123322.5 | 70807.5 | 87329.25 | 8760 | 1482.4089 | 23891.9046 | 1063.6532 | 25162.9299 | 0 | 0 | 0 | -1265.3886 | 0 | 2723.6931 | 8760 | 3944.9058 | 0 | 0 | 3870.688 | 34014.0541 | 7104.4036 | 9220.1673 | 5187.7964 | 2267.9127 | 22009.4994 | 8760 | 11705.2073 | 236.025 | 0 | 850.5 | 1058048.5593 | 229203.2716 | 1347.9 | 3857.8328 | 94410
94 | E | EAW | TOU | CC | FP | WC | R100 | 5.3347 | 57 | 4.3 | 8760 | 371791.4578 | 130169.7 | 161214.5199 | 68309.9483 | 264616.0795 | 38160 | 135945 | 123322.5 | 71550 | 88245 | 8760 | 1482.4089 | 25419.1976 | 669.5923 | 24031.58 | 0 | 0 | 0 | -1264.9305 | 0 | 2691.3541 | 8760 | 3943.9724 | 0 | 0 | 3870.688 | 34014.0541 | 7128.6183 | 9221.94 | 5186.7981 | 2271.2133 | 23591.3207 | 8760 | 11731.2217 | 238.5 | 0 | 850.5 | 1058451.3705 | 229203.2716 | 1056.05 | 3857.931 | 95400
95 | E | EAW | TOU | CC | FP | WC | R100 | 5.3347 | 57 | 2.85 | 8760 | 362565.6152 | 129517.65 | 160801.8869 | 68309.9483 | 264616.0795 | 38168 | 135973.5 | 123322.5 | 71565 | 88263.5 | 8760 | 1482.4089 | 24460.3646 | 847.0419 | 24794.7057 | 0 | 0 | 0 | -1262.9943 | 0 | 2700.9095 | 8760 | 3942.682 | 0 | 0 | 3870.688 | 34014.0541 | 7124.8578 | 9219.2855 | 5185.2548 | 2268.16 | 22616.6345 | 8760 | 11725.5396 | 238.55 | 0 | 850.5 | 1058430.6488 | 229203.2716 | 1118.7 | 3857.8781 | 95420
96 | E | EAW | TOU | CC | FP | WC | R100 | 5.3347 | 57 | 1.45 | 8760 | 343061.3169 | 140746.95 | 167908.0583 | 68309.9483 | 264616.0795 | 38080 | 135660 | 123322.5 | 71400 | 88060 | 8760 | 1482.4089 | 22105.2631 | 1311.6624 | 26655.4076 | 0 | 0 | 0 | -1245.0551 | 0 | 2755.4122 | 8760 | 3944.4636 | 0 | 0 | 3870.688 | 34014.0541 | 7077.7318 | 9223.1863 | 5187.3757 | 2261.6496 | 20224.7689 | 8760 | 11721.3421 | 238 | 0 | 850.5 | 1058369.9641 | 229203.2716 | 1229.825 | 3857.7698 | 95200
97 | E | EAW | TOU | CC | FP | WC | R100 | 5.3347 | 47 | 3.55 | 8760 | 339332.5185 | 140225.85 | 167578.2937 | 68309.9483 | 264616.0795 | 38692 | 137840.25 | 123322.5 | 72547.5 | 89475.25 | 8760 | 1482.4089 | 23128.034 | 1010.9629 | 25873.0203 | 0 | 0 | 0 | -1231.5264 | 0 | 2700.6297 | 8760 | 3944.9276 | 0 | 0 | 3870.688 | 34014.0541 | 7091.3582 | 9230.1632 | 5188.5832 | 2264.4798 | 21326.576 | 8760 | 11768.244 | 241.825 | 0 | 850.5 | 1059016.3123 | 229203.2716 | 919.15 | 3857.8361 | 96730
98 | E | EAW | TOU | CC | FP | WC | R100 | 5.3347 | 47 | 2.35 | 8760 | 331149.9397 | 140818.5 | 167953.3369 | 68309.9483 | 264616.0795 | 38620 | 137583.75 | 123322.5 | 72412.5 | 89308.75 | 8760 | 1482.4089 | 22324.3685 | 1184.2317 | 26497.8092 | 0 | 0 | 0 | -1232.5989 | 0 | 2710.5749 | 8760 | 3943.9208 | 0 | 0 | 3870.688 | 34014.0541 | 7082.7135 | 9228.1367 | 5187.0232 | 2260.7383 | 20504.0807 | 8760 | 11758.6383 | 241.375 | 0 | 850.5 | 1058937.7317 | 229203.2716 | 986.7 | 3857.9533 | 96550
99 | E | EAW | TOU | CC | FP | WC | R100 | 5.3347 | 47 | 1.2 | 8760 | 312788.0374 | 150924.6 | 174348.7202 | 68309.9483 | 264616.0795 | 38464 | 137028 | 123322.5 | 72120 | 88948 | 8760 | 1482.4089 | 20090.6823 | 1608.4603 | 28286.2961 | 0 | 0 | 0 | -1218.2331 | 0 | 2767.7385 | 8760 | 3944.2039 | 0 | 0 | 3870.688 | 34014.0541 | 7033.0051 | 9227.724 | 5187.3701 | 2253.0543 | 18230.8819 | 8760 | 11747.7898 | 240.4 | 0 | 850.5 | 1058798.1277 | 229203.2716 | 1096 | 3857.6954 | 96160
100 | E | EAW | TOU | CC | FP | WC | R10 | 5.3347 | 37 | 2.8 | 8760 | 311491.9294 | 152529.75 | 175364.4978 | 68309.9483 | 264616.0795 | 39228 | 139749.75 | 123322.5 | 73552.5 | 90714.75 | 8760 | 1482.4089 | 20480.2147 | 1494.5646 | 27869.6681 | 0 | 0 | 0 | -1181.4955 | 0 | 2675.5629 | 8760 | 3944.6954 | 0 | 0 | 3870.688 | 34014.0541 | 7041.5275 | 9233.9128 | 5188.8999 | 2254.9449 | 18742.7701 | 8760 | 11807.3705 | 245.175 | 0 | 850.5 | 1059613.1282 | 229203.2716 | 790.95 | 3857.8563 | 98070
101 | E | EAW | TOU | CC | FP | WC | R10 | 5.3347 | 37 | 1.85 | 8760 | 303860.2116 | 154642.5 | 176701.4969 | 68309.9483 | 264616.0795 | 39192 | 139621.5 | 123322.5 | 73485 | 90631.5 | 8760 | 1482.4089 | 19730.8283 | 1704.3319 | 28417.326 | 0 | 0 | 0 | -1186.7778 | 0 | 2697.3855 | 8760 | 3942.1248 | 0 | 0 | 3870.688 | 34014.0541 | 7028.3914 | 9226.7191 | 5185.2255 | 2250.2853 | 17967.5814 | 8760 | 11789.4749 | 244.95 | 0 | 850.5 | 1059653.987 | 229203.2716 | 860.525 | 3857.7265 | 97980
102 | E | EAW | TOU | CC | FP | WC | R10 | 5.3347 | 37 | 0.95 | 8760 | 284402.6431 | 163923.75 | 182574.8953 | 68309.9483 | 264616.0795 | 39068 | 139179.75 | 123322.5 | 73252.5 | 90344.75 | 8760 | 1482.4089 | 17607.8268 | 2108.2553 | 30139.5795 | 0 | 0 | 0 | -1181.7056 | 0 | 2759.0286 | 8760 | 3943.6902 | 0 | 0 | 3870.688 | 34014.0541 | 6974.7565 | 9231.1354 | 5187.2321 | 2238.0338 | 15792.8374 | 8760 | 11786.6925 | 244.175 | 0 | 850.5 | 1059559.4294 | 229203.2716 | 991.225 | 3857.8379 | 97670
103 | E | EAW | TOU | CC | FP | WC | R10 | 5.3347 | 27 | 2.05 | 8760 | 290538.305 | 169751.7 | 186262.9624 | 68309.9483 | 264616.0795 | 39828 | 141887.25 | 123322.5 | 74677.5 | 92102.25 | 8760 | 1482.4089 | 17097.9913 | 2233.407 | 30258.3791 | 0 | 0 | 0 | -1120.4783 | 0 | 2647.7249 | 8760 | 3942.8047 | 0 | 0 | 3870.688 | 34014.0541 | 6962.4891 | 9232.8275 | 5186.7139 | 2239.6487 | 15475.6788 | 8760 | 11838.5429 | 248.925 | 0 | 850.5 | 1060426.0067 | 229203.2716 | 589.725 | 3857.8367 | 99570
104 | E | EAW | TOU | CC | FP | WC | R10 | 5.3347 | 27 | 1.35 | 8760 | 282944.053 | 171973.8 | 187669.1607 | 68309.9483 | 264616.0795 | 39784 | 141730.5 | 123322.5 | 74595 | 92000.5 | 8760 | 1482.4089 | 16455.3197 | 2443.2343 | 30760.9329 | 0 | 0 | 0 | -1138.4801 | 0 | 2692.1909 | 8760 | 3941.8523 | 0 | 0 | 3870.688 | 34014.0541 | 6962.2016 | 9231.0261 | 5185.4189 | 2233.8198 | 14781.8606 | 8760 | 11833.7566 | 248.65 | 0 | 850.5 | 1060390.4909 | 229203.2716 | 650.625 | 3857.8978 | 99460
105 | E | EAW | TOU | CC | FP | WC | R10 | 5.3347 | 27 | 0.7 | 8760 | 263943.5088 | 180291.15 | 192932.5801 | 68309.9483 | 264616.0795 | 39724 | 141516.75 | 123322.5 | 74482.5 | 91861.75 | 8760 | 1482.4089 | 14660.4527 | 2781.9134 | 32253.5486 | 0 | 0 | 0 | -1151.7283 | 0 | 2759.4232 | 8760 | 3942.175 | 0 | 0 | 3870.688 | 34014.0541 | 6905.1713 | 9232.0274 | 5185.8775 | 2211.8311 | 12917.718 | 8760 | 11829.7664 | 248.275 | 0 | 850.5 | 1060347.1242 | 229203.2716 | 805.65 | 3857.8889 | 99310
106 | E | EAW | TOU | CC | FP | WC | R600 | 4.278 | 67 | 5.049 | 8760 | 362482.7957 | 70926.3 | 118240.8731 | 65533.1035 | 142668.7501 | 32536 | 115909.5 | 152050.625 | 61005 | 75239.5 | 8760 | 1475.3019 | 21937.9893 | 154.088 | 7114.5927 | 0 | 0 | 0 | -1433.5662 | 0 | 2640.9027 | 8760 | 3494.3533 | 0 | 0 | 3419.4254 | 14374.66 | 6299.1385 | 8136.28 | 4587.3377 | 1979.8617 | 19995.0971 | 8760 | 10173.6719 | 203.35 | 0 | 1048.625 | 939002.9789 | 189624.8638 | 1398.1 | 3407.2548 | 81340
107 | E | EAW | TOU | CC | FP | WC | R600 | 4.278 | 67 | 3.35 | 8760 | 352545.583 | 74548.35 | 120252.989 | 65533.1035 | 142668.7501 | 32516 | 115838.25 | 152050.625 | 60967.5 | 75193.25 | 8760 | 1475.3019 | 20955.1438 | 352.1517 | 7904.4043 | 0 | 0 | 0 | -1437.3448 | 0 | 2665.5751 | 8760 | 3495.0995 | 0 | 0 | 3419.4254 | 14374.66 | 6312.2772 | 8138.7001 | 4588.2526 | 1976.993 | 18984.7488 | 8760 | 10176.628 | 203.225 | 0 | 1048.625 | 939038.7595 | 189624.8638 | 1448.9 | 3407.2776 | 81290
108 | E | EAW | TOU | CC | FP | WC | R600 | 4.278 | 67 | 1.7 | 8760 | 334975.923 | 87181.65 | 127271.0211 | 65533.1035 | 142668.7501 | 32780 | 116778.75 | 152050.625 | 61462.5 | 75803.75 | 8760 | 1475.3019 | 19112.1356 | 785.393 | 9212.8622 | 0 | 0 | 0 | -1400.5088 | 0 | 2693.4612 | 8760 | 3494.569 | 0 | 0 | 3419.4254 | 14374.66 | 6252.7947 | 8138.5087 | 4587.3129 | 1968.8085 | 17130.5897 | 8760 | 10176.6446 | 204.875 | 0 | 1048.625 | 939402.9149 | 189624.8638 | 1523.425 | 3407.2535 | 81950
109 | E | EAW | TOU | CC | FP | WC | R600 | 4.278 | 57 | 4.3 | 8760 | 332354.1954 | 80994.6 | 123834.0002 | 65533.1035 | 142668.7501 | 32964 | 117434.25 | 152050.625 | 61807.5 | 76229.25 | 8760 | 1475.3019 | 20605.3132 | 302.1676 | 8239.6507 | 0 | 0 | 0 | -1404.1961 | 0 | 2685.748 | 8760 | 3495.296 | 0 | 0 | 3419.4254 | 14374.66 | 6268.5233 | 8143.3573 | 4588.7221 | 1973.3199 | 18650.2686 | 8760 | 10199.3536 | 206.025 | 0 | 1048.625 | 939536.9575 | 189624.8638 | 1249.825 | 3407.2349 | 82410
110 | E | EAW | TOU | CC | FP | WC | R600 | 4.278 | 57 | 2.85 | 8760 | 322404.3836 | 82757.7 | 124813.4349 | 65533.1035 | 142668.7501 | 32932 | 117320.25 | 152050.625 | 61747.5 | 76155.25 | 8760 | 1475.3019 | 19724.088 | 486.461 | 8896.441 | 0 | 0 | 0 | -1401.1046 | 0 | 2677.9451 | 8760 | 3496.5116 | 0 | 0 | 3419.4254 | 14374.66 | 6268.218 | 8145.7324 | 4590.2748 | 1972.869 | 17772.341 | 8760 | 10200.3074 | 205.825 | 0 | 1048.625 | 939523.6238 | 189624.8638 | 1320.475 | 3407.1997 | 82330
111 | E | EAW | TOU | CC | FP | WC | R600 | 4.278 | 57 | 1.45 | 8760 | 304519.4898 | 96117.3 | 132234.9401 | 65533.1035 | 142668.7501 | 32948 | 117377.25 | 152050.625 | 61777.5 | 76192.25 | 8760 | 1475.3019 | 17931.4602 | 995.2942 | 10127.0359 | 0 | 0 | 0 | -1375.8789 | 0 | 2721.7355 | 8760 | 3493.8364 | 0 | 0 | 3419.4254 | 14374.66 | 6224.3594 | 8139.6289 | 4586.5467 | 1964.0424 | 15951.1543 | 8760 | 10185.1639 | 205.925 | 0 | 1048.625 | 939598.9518 | 189624.8638 | 1421.475 | 3407.1783 | 82370
112 | E | EAW | TOU | CC | FP | WC | R600 | 4.278 | 47 | 3.55 | 8760 | 304976.2827 | 93206.7 | 130618.0479 | 65533.1035 | 142668.7501 | 33352 | 118816.5 | 152050.625 | 62535 | 77126.5 | 8760 | 1475.3019 | 19025.8602 | 540.2556 | 9451.1271 | 0 | 0 | 0 | -1365.5512 | 0 | 2672.7448 | 8760 | 3494.4309 | 0 | 0 | 3419.4254 | 14374.66 | 6237.875 | 8144.9792 | 4587.6303 | 1968.1683 | 17115.3736 | 8760 | 10213.948 | 208.45 | 0 | 1048.625 | 939952.9853 | 189624.8638 | 1130.95 | 3407.2686 | 83380
113 | E | EAW | TOU | CC | FP | WC | R600 | 4.278 | 47 | 2.35 | 8760 | 296748.8791 | 95640.75 | 131970.2078 | 65533.1035 | 142668.7501 | 33312 | 118674 | 152050.625 | 62460 | 77034 | 8760 | 1475.3019 | 18282.1995 | 758.1652 | 9974.6128 | 0 | 0 | 0 | -1364.9669 | 0 | 2700.1368 | 8760 | 3494.0509 | 0 | 0 | 3419.4254 | 14374.66 | 6231.117 | 8144.2274 | 4587.0991 | 1966.6735 | 16341.2409 | 8760 | 10209.6433 | 208.2 | 0 | 1048.625 | 939951.7552 | 189624.8638 | 1179.3 | 3407.2653 | 83280
114 | E | EAW | TOU | CC | FP | WC | R600 | 4.278 | 47 | 1.2 | 8760 | 280167.7472 | 106902.45 | 138226.2907 | 65533.1035 | 142668.7501 | 33244 | 118431.75 | 152050.625 | 62332.5 | 76876.75 | 8760 | 1475.3019 | 16565.3763 | 1282.1599 | 11133.6368 | 0 | 0 | 0 | -1346.9941 | 0 | 2743.6828 | 8760 | 3496.0075 | 0 | 0 | 3419.4254 | 14374.66 | 6188.7838 | 8149.3847 | 4589.5439 | 1958.3356 | 14593.7796 | 8760 | 10213.5809 | 207.775 | 0 | 1048.625 | 939956.6113 | 189624.8638 | 1288.65 | 3407.2474 | 83110
115 | E | EAW | TOU | CC | FP | WC | R60 | 4.278 | 37 | 2.8 | 8760 | 281118.4593 | 107689.5 | 138663.5115 | 65533.1035 | 142668.7501 | 33808 | 120441 | 152050.625 | 63390 | 78181 | 8760 | 1475.3019 | 17103.7461 | 923.7806 | 10824.3516 | 0 | 0 | 0 | -1311.9036 | 0 | 2662.3055 | 8760 | 3492.6727 | 0 | 0 | 3419.4254 | 14374.66 | 6186.0411 | 8145.0467 | 4585.5981 | 1957.8989 | 15241.6401 | 8760 | 10238.8219 | 211.3 | 0 | 1048.625 | 940567.1292 | 189624.8638 | 989.2 | 3407.187 | 84520
116 | E | EAW | TOU | CC | FP | WC | R60 | 4.278 | 37 | 1.85 | 8760 | 274156.1292 | 109945.35 | 139916.678 | 65533.1035 | 142668.7501 | 33728 | 120156 | 152050.625 | 63240 | 77996 | 8760 | 1475.3019 | 16420.9948 | 1180.6072 | 11254.2803 | 0 | 0 | 0 | -1313.0899 | 0 | 2684.5438 | 8760 | 3493.8539 | 0 | 0 | 3419.4254 | 14374.66 | 6176.5097 | 8147.2364 | 4586.9501 | 1956.2819 | 14531.4878 | 8760 | 10232.856 | 210.8 | 0 | 1048.625 | 940483.3645 | 189624.8638 | 1054.7 | 3407.2685 | 84320
117 | E | EAW | TOU | CC | FP | WC | R60 | 4.278 | 37 | 0.95 | 8760 | 259035.6356 | 119186.1 | 145050.0857 | 65533.1035 | 142668.7501 | 33632 | 119814 | 152050.625 | 63060 | 77774 | 8760 | 1475.3019 | 14875.3063 | 1674.8823 | 12306.2813 | 0 | 0 | 0 | -1303.7382 | 0 | 2742.5821 | 8760 | 3494.2074 | 0 | 0 | 3419.4254 | 14374.66 | 6139.2015 | 8148.8784 | 4587.4646 | 1946.3352 | 12937.6026 | 8760 | 10233.7752 | 210.2 | 0 | 1048.625 | 940423.2218 | 189624.8638 | 1162.875 | 3407.1599 | 84080
118 | E | EAW | TOU | CC | FP | WC | R60 | 4.278 | 27 | 2.05 | 8760 | 267090.3807 | 124556.4 | 148033.3868 | 65533.1035 | 142668.7501 | 34256 | 122037 | 152050.625 | 64230 | 79217 | 8760 | 1475.3019 | 14719.5354 | 1551.398 | 12364.7154 | 0 | 0 | 0 | -1249.2145 | 0 | 2657.2404 | 8760 | 3492.406 | 0 | 0 | 3419.4254 | 14374.66 | 6125.6613 | 8146.9485 | 4585.3383 | 1946.4105 | 12947.9907 | 8760 | 10262.328 | 214.1 | 0 | 1048.625 | 941256.7948 | 189624.8638 | 767.675 | 3407.2201 | 85640
119 | E | EAW | TOU | CC | FP | WC | R60 | 4.278 | 27 | 1.35 | 8760 | 260229.9017 | 127187.55 | 149495.0394 | 65533.1035 | 142668.7501 | 34228 | 121937.25 | 152050.625 | 64177.5 | 79152.25 | 8760 | 1475.3019 | 14136.8056 | 1810.0077 | 12724.9897 | 0 | 0 | 0 | -1257.262 | 0 | 2688.3319 | 8760 | 3493.6254 | 0 | 0 | 3419.4254 | 14374.66 | 6121.865 | 8150.178 | 4587.0022 | 1941.3249 | 12326.7349 | 8760 | 10263.7309 | 213.925 | 0 | 1048.625 | 941204.1275 | 189624.8638 | 832.025 | 3407.0652 | 85570
120 | E | EAW | TOU | CC | FP | WC | R60 | 4.278 | 27 | 0.7 | 8760 | 244585.0266 | 136008.45 | 154395.2127 | 65533.1035 | 142668.7501 | 34140 | 121623.75 | 152050.625 | 64012.5 | 78948.75 | 8760 | 1475.3019 | 12818.4371 | 2253.2488 | 13625.5026 | 0 | 0 | 0 | -1262.8827 | 0 | 2753.7419 | 8760 | 3493.1613 | 0 | 0 | 3419.4254 | 14374.66 | 6074.9116 | 8149.4451 | 4586.2657 | 1927.8232 | 10944.3843 | 8760 | 10256.4113 | 213.375 | 0 | 1048.625 | 941170.2231 | 189624.8638 | 954.975 | 3407.2252 | 85350
121 | E | EAW | TOU | FC | FP | WC | OFF0 | 0.39449 | 45 | 3.4 | 8760 | 276396.0402 | 15253.65 | 87313.6851 | 0 | 81861.7559 | 89696 | 319542 | 264045 | 168180 | 207422 | 8760 | 1475.304 | 17134.8038 | 588.1213 | 487.6778 | 0 | 0 | 0 | -1579.3412 | 0 | 2946.1864 | 8760 | 6780.9376 | 0 | 0 | 6147.9191 | 4117.2671 | 0 | 16924.8528 | 9889.9789 | 0 | 14902.3355 | 8760 | 23078.4734 | 560.6 | 0 | 1821 | 1733448.6439 | 155421.1443 | 1113.425 | 6076.9837 | 224240
122 | E | EAW | TOU | FC | FP | WC | OFF0 | 0.39449 | 45 | 2.25 | 8760 | 271924.8523 | 19153.8 | 89480.2906 | 0 | 81861.7559 | 89872 | 320169 | 264045 | 168510 | 207829 | 8760 | 1475.304 | 16795.7259 | 770.4529 | 610.9093 | 0 | 0 | 0 | -1555.7403 | 0 | 2951.284 | 8760 | 6780.8574 | 0 | 0 | 6147.9191 | 4117.2671 | 0 | 16927.2537 | 9892.7498 | 0 | 14552.65 | 8760 | 23081.0746 | 561.7 | 0 | 1821 | 1733534.1261 | 155421.1443 | 1146.725 | 6076.7581 | 224680
123 | E | EAW | TOU | FC | FP | WC | OFF0 | 0.39449 | 45 | 1.15 | 8760 | 262062.1701 | 32189.4 | 96721.8078 | 0 | 81861.7559 | 89812 | 319955.25 | 264045 | 168397.5 | 207690.25 | 8760 | 1475.304 | 15786.2377 | 1287.137 | 1051.9521 | 0 | 0 | 0 | -1526.9165 | 0 | 2975.1215 | 8760 | 6778.7188 | 0 | 0 | 6147.9191 | 4117.2671 | 0 | 16919.869 | 9889.0686 | 0 | 13544.4944 | 8760 | 23071.1813 | 561.325 | 0 | 1821 | 1733739.404 | 155421.1443 | 1211.55 | 6076.9631 | 224530
124 | E | EAW | TOU | FC | FP | WC | OFF0 | 0.39449 | 38 | 2.85 | 8760 | 265534.0036 | 25234.2 | 92858.0654 | 0 | 81861.7559 | 92656 | 330087 | 264045 | 173730 | 214267 | 8760 | 1475.304 | 16329.2619 | 987.3334 | 788.9496 | 0 | 0 | 0 | -1512.2207 | 0 | 2917.6239 | 8760 | 6779.8458 | 0 | 0 | 6147.9191 | 4117.2671 | 0 | 16983.387 | 9934.601 | 0 | 14158.8918 | 8760 | 23314.0447 | 579.1 | 0 | 1821 | 1735814.3381 | 155421.1443 | 1001 | 6076.0949 | 231640
125 | E | EAW | TOU | FC | FP | WC | OFF0 | 0.39449 | 38 | 1.9 | 8760 | 260870.2316 | 30419.55 | 95738.6234 | 0 | 81861.7559 | 92420 | 329246.25 | 264045 | 173287.5 | 213721.25 | 8760 | 1475.304 | 15907.2029 | 1236.1532 | 964.6901 | 0 | 0 | 0 | -1508.5005 | 0 | 2942.3282 | 8760 | 6778.7906 | 0 | 0 | 6147.9191 | 4117.2671 | 0 | 16976.4781 | 9929.6647 | 0 | 13709.5753 | 8760 | 23290.4507 | 577.625 | 0 | 1821 | 1735640.4626 | 155421.1443 | 1037.65 | 6076.0926 | 231050
126 | E | EAW | TOU | FC | FP | WC | OFF0 | 0.39449 | 38 | 0.95 | 8760 | 251578.0996 | 43133.85 | 102801.6525 | 0 | 81861.7559 | 92068 | 327992.25 | 264045 | 172627.5 | 212907.25 | 8760 | 1475.304 | 14880.5933 | 1799.5066 | 1416.292 | 0 | 0 | 0 | -1490.6347 | 0 | 2989.5413 | 8760 | 6777.1149 | 0 | 0 | 6147.9191 | 4117.2671 | 0 | 16965.5627 | 9922.3531 | 0 | 12657.7062 | 8760 | 23258.8862 | 575.425 | 0 | 1821 | 1735606.1989 | 155421.1443 | 1109.825 | 6076.5291 | 230170
127 | E | EAW | TOU | FC | FP | WC | OFF0 | 0.39449 | 31.5 | 2.35 | 8760 | 257453.9177 | 40324.5 | 101241.0065 | 0 | 81861.7559 | 95796 | 341273.25 | 264045 | 179617.5 | 221528.25 | 8760 | 1475.304 | 15155.4546 | 1646.4651 | 1217.9406 | 0 | 0 | 0 | -1462.6947 | 0 | 2906.9891 | 8760 | 6775.6161 | 0 | 0 | 6147.9191 | 4117.2671 | 0 | 17035.9736 | 9979.5408 | 0 | 13047.0997 | 8760 | 23574.2786 | 598.725 | 0 | 1821 | 1738476.3815 | 155421.1443 | 889.825 | 6075.6429 | 239490
128 | E | EAW | TOU | FC | FP | WC | OFF0 | 0.39449 | 31.5 | 1.6 | 8760 | 253393.4534 | 44263.8 | 103429.3606 | 0 | 81861.7559 | 95464 | 340090.5 | 264045 | 178995 | 220760.5 | 8760 | 1475.304 | 14780.1021 | 1897.7832 | 1350.4814 | 0 | 0 | 0 | -1467.987 | 0 | 2923.2447 | 8760 | 6774.9042 | 0 | 0 | 6147.9191 | 4117.2671 | 0 | 17029.7694 | 9972.7548 | 0 | 12651.6336 | 8760 | 23542.5657 | 596.65 | 0 | 1821 | 1738392.6599 | 155421.1443 | 924.175 | 6075.5449 | 238660
129 | E | EAW | TOU | FC | FP | WC | OFF0 | 0.39449 | 31.5 | 0.8 | 8760 | 243573.4652 | 55595.7 | 109724.4409 | 0 | 81861.7559 | 94948 | 338252.25 | 264045 | 178027.5 | 219567.25 | 8760 | 1475.304 | 13841.3319 | 2408.0457 | 1805.3772 | 0 | 0 | 0 | -1458.7995 | 0 | 2981.8446 | 8760 | 6775.3679 | 0 | 0 | 6147.9191 | 4117.2671 | 0 | 17021.4966 | 9964.9417 | 0 | 11664.7958 | 8760 | 23503.6613 | 593.425 | 0 | 1821 | 1738199.9556 | 155421.1443 | 998.05 | 6075.5947 | 237370
130 | E | EAW | TOU | FC | FP | WC | OFF | 0.39449 | 24.5 | 1.85 | 8760 | 250571.7713 | 58781.7 | 111494.3229 | 0 | 81861.7559 | 99072 | 352944 | 264045 | 185760 | 229104 | 8760 | 1475.304 | 13471.3654 | 2721.0755 | 1706.5086 | 0 | 0 | 0 | -1414.6824 | 0 | 2897.9891 | 8760 | 6771.4656 | 0 | 0 | 6147.9191 | 4117.2671 | 0 | 17085.4034 | 10023.3745 | 0 | 11465.4046 | 8760 | 23843.142 | 619.2 | 0 | 1821 | 1741571.5149 | 155421.1443 | 725.625 | 6074.5035 | 247680
131 | E | EAW | TOU | FC | FP | WC | OFF | 0.39449 | 24.5 | 1.25 | 8760 | 247034.6317 | 62091.9 | 113333.2003 | 0 | 81861.7559 | 98980 | 352616.25 | 264045 | 185587.5 | 228891.25 | 8760 | 1475.304 | 13149.4488 | 2940.7073 | 1837.6684 | 0 | 0 | 0 | -1420.2864 | 0 | 2923.2545 | 8760 | 6772.0555 | 0 | 0 | 6147.9191 | 4117.2671 | 0 | 17086.51 | 10023.4504 | 0 | 11114.3509 | 8760 | 23836.8537 | 618.625 | 0 | 1821 | 1741542.0016 | 155421.1443 | 748.8 | 6074.5771 | 247450
132 | E | EAW | TOU | FC | FP | WC | OFF | 0.39449 | 24.5 | 0.6 | 8760 | 237636.6842 | 72871.65 | 119321.5511 | 0 | 81861.7559 | 98656 | 351462 | 264045 | 184980 | 228142 | 8760 | 1475.304 | 12328.1401 | 3343.382 | 2319.1518 | 0 | 0 | 0 | -1430.3649 | 0 | 2994.8765 | 8760 | 6770.0152 | 0 | 0 | 6147.9191 | 4117.2671 | 0 | 17078.9505 | 10016.0205 | 0 | 10228.7652 | 8760 | 23809.6716 | 616.6 | 0 | 1821 | 1741528.9958 | 155421.1443 | 819.575 | 6074.6907 | 246640
133 | E | EAW | TOU | FC | FP | WC | OFF | 0.39449 | 18 | 1.35 | 8760 | 246210.567 | 80491.05 | 123554.2689 | 0 | 81861.7559 | 102132 | 363845.25 | 264045 | 191497.5 | 236180.25 | 8760 | 1475.304 | 11368.1436 | 4154.7633 | 2248.3916 | 0 | 0 | 0 | -1358.3238 | 0 | 2878.0438 | 8760 | 6768.1879 | 0 | 0 | 6147.9191 | 4117.2671 | 0 | 17134.7169 | 10067.4042 | 0 | 9478.4315 | 8760 | 24095.6156 | 638.325 | 0 | 1821 | 1744125.5848 | 155421.1443 | 530.1 | 6073.8679 | 255330
134 | E | EAW | TOU | FC | FP | WC | OFF | 0.39449 | 18 | 0.9 | 8760 | 242519.4174 | 83710.8 | 125342.8996 | 0 | 81861.7559 | 102116 | 363788.25 | 264045 | 191467.5 | 236143.25 | 8760 | 1475.304 | 11085.3946 | 4313.2699 | 2423.2605 | 0 | 0 | 0 | -1369.9508 | 0 | 2909.7554 | 8760 | 6768.1912 | 0 | 0 | 6147.9191 | 4117.2671 | 0 | 17135.3682 | 10067.1834 | 0 | 9159.5706 | 8760 | 24094.36 | 638.225 | 0 | 1821 | 1744229.0347 | 155421.1443 | 558.925 | 6073.9399 | 255290
135 | E | EAW | TOU | FC | FP | WC | OFF | 0.39449 | 18 | 0.45 | 8760 | 235209.6969 | 93594.15 | 130833.2836 | 0 | 81861.7559 | 101848 | 362833.5 | 264045 | 190965 | 235523.5 | 8760 | 1475.304 | 10439.4179 | 4597.9896 | 2866.0971 | 0 | 0 | 0 | -1413.169 | 0 | 2966.2832 | 8760 | 6767.9406 | 0 | 0 | 6147.9191 | 4117.2671 | 0 | 17132.1578 | 10063.2121 | 0 | 8467.3376 | 8760 | 24074.9894 | 636.55 | 0 | 1821 | 1744129.6839 | 155421.1443 | 638.525 | 6073.8292 | 254620
136 | E | EAW | TOU | FC | FP | WC | R100 | 3.428 | 45 | 3.4 | 8760 | 310708.0628 | 119291.4 | 145108.5818 | 65533.1035 | 199912.5927 | 44828 | 159699.75 | 148512.625 | 84052.5 | 103664.75 | 8760 | 1482.4089 | 20194.6225 | 752.1343 | 14560.8764 | 0 | 0 | 0 | -1276.7678 | 0 | 2729.1712 | 8760 | 3144.3938 | 0 | 0 | 2732.5057 | 21856.8953 | 5252.2273 | 7891.9636 | 4636.2925 | 2030.9669 | 18347.8161 | 8760 | 10397.972 | 280.175 | 0 | 1024.225 | 763965.6108 | 210834.9497 | 1023.775 | 2688.4692 | 112070
137 | E | EAW | TOU | FC | FP | WC | R100 | 3.428 | 45 | 2.25 | 8760 | 301915.7798 | 121117.95 | 146123.2642 | 65533.1035 | 199912.5927 | 44956 | 160155.75 | 148512.625 | 84292.5 | 103960.75 | 8760 | 1482.4089 | 19322.0326 | 983.8774 | 15193.0035 | 0 | 0 | 0 | -1275.9611 | 0 | 2744.1766 | 8760 | 3142.1799 | 0 | 0 | 2732.5057 | 21856.8953 | 5250.8315 | 7889.3632 | 4635.7998 | 2028.3554 | 17454.2619 | 8760 | 10398.7684 | 280.975 | 0 | 1024.225 | 764060.3575 | 210834.9497 | 1091.85 | 2688.0799 | 112390
138 | E | EAW | TOU | FC | FP | WC | R100 | 3.428 | 45 | 1.15 | 8760 | 284892.0872 | 132402.6 | 152392.0962 | 65533.1035 | 199912.5927 | 45224 | 161110.5 | 148512.625 | 84795 | 104580.5 | 8760 | 1482.4089 | 17437.8941 | 1480.33 | 16574.3374 | 0 | 0 | 0 | -1263.7173 | 0 | 2794.4208 | 8760 | 3139.6584 | 0 | 0 | 2732.5057 | 21856.8953 | 5218.089 | 7888.453 | 4636.8662 | 2022.3408 | 15531.4956 | 8760 | 10389.8354 | 282.65 | 0 | 1024.225 | 764417.3213 | 210834.9497 | 1207.2 | 2687.3868 | 113060
139 | E | EAW | TOU | FC | FP | WC | R100 | 3.428 | 38 | 2.85 | 8760 | 291979.7512 | 130786.65 | 151494.4061 | 65533.1035 | 199912.5927 | 45940 | 163661.25 | 148512.625 | 86137.5 | 106236.25 | 8760 | 1482.4089 | 18536.8274 | 1059.9805 | 15809.0251 | 0 | 0 | 0 | -1241.0151 | 0 | 2715.2878 | 8760 | 3132.6784 | 0 | 0 | 2732.5057 | 21856.8953 | 5233.2905 | 7889.5918 | 4638.8447 | 2026.1293 | 16730.2441 | 8760 | 10466.0823 | 287.125 | 0 | 1024.225 | 764820.1224 | 210834.9497 | 947.575 | 2683.1371 | 114850
140 | E | EAW | TOU | FC | FP | WC | R100 | 3.428 | 38 | 1.9 | 8760 | 284047.4434 | 131546.7 | 151916.6279 | 65533.1035 | 199912.5927 | 46180 | 164516.25 | 148512.625 | 86587.5 | 106791.25 | 8760 | 1482.4089 | 17769.8381 | 1306.1783 | 16329.1397 | 0 | 0 | 0 | -1240.2658 | 0 | 2723.1681 | 8760 | 3139.3011 | 0 | 0 | 2732.5057 | 21856.8953 | 5224.9077 | 7907.8782 | 4650.4344 | 2022.8187 | 15947.6994 | 8760 | 10469.5227 | 288.625 | 0 | 1024.225 | 765045.8845 | 210834.9497 | 1023.125 | 2687.8328 | 115450
141 | E | EAW | TOU | FC | FP | WC | R100 | 3.428 | 38 | 0.95 | 8760 | 267701.2234 | 143028.45 | 158294.9527 | 65533.1035 | 199912.5927 | 46160 | 164445 | 148512.625 | 86550 | 106745 | 8760 | 1482.4089 | 15941.334 | 1778.6924 | 17710.5112 | 0 | 0 | 0 | -1237.3753 | 0 | 2797.8297 | 8760 | 3137.2965 | 0 | 0 | 2732.5057 | 21856.8953 | 5192.6628 | 7904.342 | 4648.1688 | 2015.7939 | 14059.2345 | 8760 | 10456.0594 | 288.5 | 0 | 1024.225 | 765013.8325 | 210834.9497 | 1129.55 | 2686.312 | 115400
142 | E | EAW | TOU | FC | FP | WC | R100 | 3.428 | 31.5 | 2.35 | 8760 | 279909.6615 | 141585.3 | 157493.2561 | 65533.1035 | 199912.5927 | 47308 | 168534.75 | 148512.625 | 88702.5 | 109399.75 | 8760 | 1482.4089 | 16808.0784 | 1467.919 | 17029.7299 | 0 | 0 | 0 | -1205.5638 | 0 | 2709.1245 | 8760 | 3131.424 | 0 | 0 | 2732.5057 | 21856.8953 | 5207.7325 | 7913.2018 | 4657.9581 | 2019.5599 | 15051.3623 | 8760 | 10563.2775 | 295.675 | 0 | 1024.225 | 765842.7684 | 210834.9497 | 828.9 | 2683.0178 | 118270
143 | E | EAW | TOU | FC | FP | WC | R100 | 3.428 | 31.5 | 1.6 | 8760 | 272751.8531 | 143120.25 | 158345.9493 | 65533.1035 | 199912.5927 | 47452 | 169047.75 | 148512.625 | 88972.5 | 109732.75 | 8760 | 1482.4089 | 16198.2563 | 1674.2719 | 17444.3913 | 0 | 0 | 0 | -1207.8898 | 0 | 2721.3518 | 8760 | 3136.5409 | 0 | 0 | 2732.5057 | 21856.8953 | 5198.2921 | 7927.6072 | 4666.59 | 2015.8276 | 14422.5205 | 8760 | 10576.1751 | 296.575 | 0 | 1024.225 | 765840.5297 | 210834.9497 | 897.675 | 2686.969 | 118630
144 | E | EAW | TOU | FC | FP | WC | R100 | 3.428 | 31.5 | 0.8 | 8760 | 255345.2921 | 153434.25 | 164075.5673 | 65533.1035 | 199912.5927 | 47524 | 169304.25 | 148512.625 | 89107.5 | 109899.25 | 8760 | 1482.4089 | 14463.9575 | 2127.8913 | 18778.0014 | 0 | 0 | 0 | -1212.8686 | 0 | 2797.7855 | 8760 | 3138.356 | 0 | 0 | 2732.5057 | 21856.8953 | 5162.7762 | 7935.3798 | 4670.5265 | 2008.3861 | 12616.6259 | 8760 | 10575.6417 | 297.025 | 0 | 1024.225 | 765952.0324 | 210834.9497 | 1031.7 | 2686.3852 | 118810
145 | E | EAW | TOU | FC | FP | WC | R10 | 3.428 | 24.5 | 1.85 | 8760 | 269691.8324 | 155160.9 | 165034.7533 | 65533.1035 | 199912.5927 | 48820 | 173921.25 | 148512.625 | 91537.5 | 112896.25 | 8760 | 1482.4089 | 14692.8849 | 2029.5464 | 18427.0734 | 0 | 0 | 0 | -1156.4718 | 0 | 2689.2769 | 8760 | 3137.039 | 0 | 0 | 2732.5057 | 21856.8953 | 5173.7951 | 7952.9129 | 4687.3685 | 2011.023 | 13035.6672 | 8760 | 10684.599 | 305.125 | 0 | 1024.225 | 766817.4276 | 210834.9497 | 670.025 | 2685.446 | 122050
146 | E | EAW | TOU | FC | FP | WC | R10 | 3.428 | 24.5 | 1.25 | 8760 | 262878.6073 | 157018.5 | 166066.6845 | 65533.1035 | 199912.5927 | 48872 | 174106.5 | 148512.625 | 91635 | 113016.5 | 8760 | 1482.4089 | 14161.9064 | 2230.9268 | 18791.8312 | 0 | 0 | 0 | -1169.3728 | 0 | 2718.1203 | 8760 | 3134.1424 | 0 | 0 | 2732.5057 | 21856.8953 | 5164.536 | 7949.1298 | 4685.1116 | 2007.9406 | 12469.0501 | 8760 | 10685.883 | 305.45 | 0 | 1024.225 | 766909.3578 | 210834.9497 | 735.05 | 2685.9433 | 122180
147 | E | EAW | TOU | FC | FP | WC | R10 | 3.428 | 24.5 | 0.6 | 8760 | 242306.9707 | 168010.2 | 172172.7774 | 65533.1035 | 199912.5927 | 48928 | 174306 | 148512.625 | 91740 | 113146 | 8760 | 1482.4089 | 12391.5916 | 2641.3008 | 20255.0914 | 0 | 0 | 0 | -1194.8353 | 0 | 2815.4524 | 8760 | 3136.0145 | 0 | 0 | 2732.5057 | 21856.8953 | 5127.2029 | 7954.7143 | 4687.7991 | 1996.8571 | 10598.9963 | 8760 | 10678.5775 | 305.8 | 0 | 1024.225 | 766955.9515 | 210834.9497 | 886.375 | 2686.0196 | 122320
148 | E | EAW | TOU | FC | FP | WC | R10 | 3.428 | 18 | 1.35 | 8760 | 262571.8988 | 171136.8 | 173909.6616 | 65533.1035 | 199912.5927 | 50160 | 178695 | 148512.625 | 94050 | 115995 | 8760 | 1482.4089 | 12200.6435 | 2730.0012 | 20019.3009 | 0 | 0 | 0 | -1101.4041 | 0 | 2655.8562 | 8760 | 3136.8946 | 0 | 0 | 2732.5057 | 21856.8953 | 5122.8319 | 7978.6634 | 4708.1827 | 2002.0813 | 10665.2334 | 8760 | 10796.737 | 313.5 | 0 | 1024.225 | 767660.3765 | 210834.9497 | 489.75 | 2685.1544 | 125400
149 | E | EAW | TOU | FC | FP | WC | R10 | 3.428 | 18 | 0.9 | 8760 | 256003.5188 | 172976.85 | 174931.8435 | 65533.1035 | 199912.5927 | 50208 | 178866 | 148512.625 | 94140 | 116106 | 8760 | 1482.4089 | 11751.1394 | 2904.2188 | 20377.8948 | 0 | 0 | 0 | -1130.5839 | 0 | 2700.4772 | 8760 | 3136.2738 | 0 | 0 | 2732.5057 | 21856.8953 | 5122.1999 | 7978.9785 | 4708.206 | 1997.5783 | 10163.3884 | 8760 | 10796.9865 | 313.8 | 0 | 1024.225 | 767708.1031 | 210834.9497 | 551.75 | 2686.0887 | 125520
150 | E | EAW | TOU | FC | FP | WC | R10 | 3.428 | 18 | 0.45 | 8760 | 237550.3627 | 184671.9 | 181428.6603 | 65533.1035 | 199912.5927 | 50280 | 179122.5 | 148512.625 | 94275 | 116272.5 | 8760 | 1482.4089 | 10296.8099 | 3253.2891 | 21653.1064 | 0 | 0 | 0 | -1220.8219 | 0 | 2779.5774 | 8760 | 3136.7683 | 0 | 0 | 2732.5057 | 21856.8953 | 5088.7522 | 7981.6469 | 4710.3187 | 1979.9217 | 8616.7512 | 8760 | 10787.5743 | 314.25 | 0 | 1024.225 | 767710.8917 | 210834.9497 | 721.125 | 2685.8352 | 125700
151 | E | EAW | TOU | FC | FP | WC | R600 | 3.907 | 45 | 3.4 | 8760 | 301287.7596 | 93518.55 | 130791.2864 | 65533.1035 | 136338.6149 | 53772 | 191562.75 | 169073.625 | 100822.5 | 124347.75 | 8760 | 1475.3019 | 18788.6169 | 1036.201 | 8476.5872 | 0 | 0 | 0 | -1363.0019 | 0 | 2700.5776 | 8760 | 3755.0299 | 0 | 0 | 3348.7867 | 13128.143 | 5845.9675 | 9432.4717 | 5540.73 | 2523.4416 | 16864.5198 | 8760 | 12312.3718 | 336.075 | 0 | 1166.025 | 931680.3687 | 189624.8638 | 1075.975 | 3300.7124 | 134430
152 | E | EAW | TOU | FC | FP | WC | R600 | 3.907 | 45 | 2.25 | 8760 | 292080.7463 | 96419.7 | 132402.9289 | 65533.1035 | 136338.6149 | 53900 | 192018.75 | 169073.625 | 101062.5 | 124643.75 | 8760 | 1475.3019 | 17978.3207 | 1309.8919 | 8981.6786 | 0 | 0 | 0 | -1357.8855 | 0 | 2707.6234 | 8760 | 3756.2978 | 0 | 0 | 3348.7867 | 13128.143 | 5832.7963 | 9436.9917 | 5544.3659 | 2517.2028 | 16040.4238 | 8760 | 12300.7502 | 336.875 | 0 | 1166.025 | 931887.3351 | 189624.8638 | 1146.625 | 3300.2833 | 134750
153 | E | EAW | TOU | FC | FP | WC | R600 | 3.907 | 45 | 1.15 | 8760 | 274322.3886 | 108332.1 | 139020.4877 | 65533.1035 | 136338.6149 | 54316 | 193500.75 | 169073.625 | 101842.5 | 125605.75 | 8760 | 1475.3019 | 16208.2879 | 1933.861 | 10097.4869 | 0 | 0 | 0 | -1339.3546 | 0 | 2749.3034 | 8760 | 3754.3704 | 0 | 0 | 3348.7867 | 13128.143 | 5787.3878 | 9440.5733 | 5549.0273 | 2503.3614 | 14237.8224 | 8760 | 12306.7223 | 339.475 | 0 | 1166.025 | 932237.3743 | 189624.8638 | 1269.725 | 3299.7284 | 135790
154 | E | EAW | TOU | FC | FP | WC | R600 | 3.907 | 38 | 2.85 | 8760 | 284281.1632 | 104990.85 | 137164.3615 | 65533.1035 | 136338.6149 | 55100 | 196293.75 | 169073.625 | 103312.5 | 127418.75 | 8760 | 1475.3019 | 17369.6215 | 1403.1604 | 9410.3629 | 0 | 0 | 0 | -1322.221 | 0 | 2684.159 | 8760 | 3753.1961 | 0 | 0 | 3348.7867 | 13128.143 | 5808.6131 | 9455.7493 | 5558.6717 | 2514.2095 | 15489.8464 | 8760 | 12393.3883 | 344.375 | 0 | 1166.025 | 932746.3569 | 189624.8638 | 993.75 | 3300.4264 | 137750
155 | E | EAW | TOU | FC | FP | WC | R600 | 3.907 | 38 | 1.9 | 8760 | 276200.1246 | 107021.25 | 138292.2863 | 65533.1035 | 136338.6149 | 55324 | 197091.75 | 169073.625 | 103732.5 | 127936.75 | 8760 | 1475.3019 | 16613.0828 | 1731.0581 | 9833.4952 | 0 | 0 | 0 | -1319.6417 | 0 | 2700.8701 | 8760 | 3755.0957 | 0 | 0 | 3348.7867 | 13128.143 | 5794.2328 | 9464.8764 | 5564.8896 | 2508.4513 | 14708.5897 | 8760 | 12400.5698 | 345.775 | 0 | 1166.025 | 932927.822 | 189624.8638 | 1060.7 | 3299.936 | 138310
156 | E | EAW | TOU | FC | FP | WC | R600 | 3.907 | 38 | 0.95 | 8760 | 258710.0942 | 117822.6 | 144292.6362 | 65533.1035 | 136338.6149 | 55460 | 197576.25 | 169073.625 | 103987.5 | 128251.25 | 8760 | 1475.3019 | 14907.9412 | 2356.485 | 10921.8277 | 0 | 0 | 0 | -1311.2384 | 0 | 2758.2452 | 8760 | 3753.3398 | 0 | 0 | 3348.7867 | 13128.143 | 5761.8854 | 9463.2617 | 5565.2454 | 2497.2505 | 12955.5269 | 8760 | 12385.0443 | 346.625 | 0 | 1166.025 | 933066.915 | 189624.8638 | 1195.9 | 3299.4614 | 138650
157 | E | EAW | TOU | FC | FP | WC | R600 | 3.907 | 31.5 | 2.35 | 8760 | 271971.1177 | 116942.4 | 143803.6688 | 65533.1035 | 136338.6149 | 56696 | 201979.5 | 169073.625 | 106305 | 131109.5 | 8760 | 1475.3019 | 15790.7484 | 1903.7034 | 10364.8203 | 0 | 0 | 0 | -1277.1048 | 0 | 2674.848 | 8760 | 3751.5384 | 0 | 0 | 3348.7867 | 13128.143 | 5768.5275 | 9483.4865 | 5581.0385 | 2504.2064 | 13961.7688 | 8760 | 12511.6595 | 354.35 | 0 | 1166.025 | 933913.7559 | 189624.8638 | 877.925 | 3299.7373 | 141740
158 | E | EAW | TOU | FC | FP | WC | R600 | 3.907 | 31.5 | 1.6 | 8760 | 265232.4747 | 118579.95 | 144713.3582 | 65533.1035 | 136338.6149 | 56708 | 202022.25 | 169073.625 | 106327.5 | 131137.25 | 8760 | 1475.3019 | 15201.8565 | 2162.0852 | 10714.145 | 0 | 0 | 0 | -1283.2534 | 0 | 2694.1252 | 8760 | 3750.9558 | 0 | 0 | 3348.7867 | 13128.143 | 5764.2116 | 9483.0703 | 5580.8622 | 2499.0946 | 13345.2502 | 8760 | 12499.5382 | 354.425 | 0 | 1166.025 | 933967.0621 | 189624.8638 | 951.7 | 3299.6584 | 141770
159 | E | EAW | TOU | FC | FP | WC | R600 | 3.907 | 31.5 | 0.8 | 8760 | 248501.0578 | 127784.25 | 149826.5173 | 65533.1035 | 136338.6149 | 56764 | 202221.75 | 169073.625 | 106432.5 | 131266.75 | 8760 | 1475.3019 | 13655.5615 | 2750.1701 | 11698.6303 | 0 | 0 | 0 | -1283.6075 | 0 | 2756.9499 | 8760 | 3749.005 | 0 | 0 | 3348.7867 | 13128.143 | 5728.2416 | 9481.0885 | 5579.3212 | 2484.1965 | 11738.7804 | 8760 | 12483.925 | 354.775 | 0 | 1166.025 | 934098.0027 | 189624.8638 | 1072.1 | 3299.4385 | 141910
160 | E | EAW | TOU | FC | FP | WC | R60 | 3.907 | 24.5 | 1.85 | 8760 | 263455.2213 | 129830.85 | 150963.4415 | 65533.1035 | 136338.6149 | 58320 | 207765 | 169073.625 | 109350 | 134865 | 8760 | 1475.3019 | 13911.2963 | 2552.6629 | 11453.8191 | 0 | 0 | 0 | -1233.1064 | 0 | 2675.8768 | 8760 | 3751.1084 | 0 | 0 | 3348.7867 | 13128.143 | 5731.2749 | 9512.4147 | 5605.1208 | 2491.0017 | 12161.6372 | 8760 | 12637.6906 | 364.5 | 0 | 1166.025 | 935120.3304 | 189624.8638 | 708.325 | 3299.4122 | 145800
161 | E | EAW | TOU | FC | FP | WC | R60 | 3.907 | 24.5 | 1.25 | 8760 | 256624.7839 | 132105.6 | 152227.1072 | 65533.1035 | 136338.6149 | 58308 | 207722.25 | 169073.625 | 109327.5 | 134837.25 | 8760 | 1475.3019 | 13367.7465 | 2811.468 | 11765.4955 | 0 | 0 | 0 | -1241.4967 | 0 | 2698.7281 | 8760 | 3749.5895 | 0 | 0 | 3348.7867 | 13128.143 | 5724.1399 | 9509.4728 | 5603.1795 | 2483.9057 | 11586.7339 | 8760 | 12622.5321 | 364.425 | 0 | 1166.025 | 935210.6681 | 189624.8638 | 777.575 | 3299.2372 | 145770
162 | E | EAW | TOU | FC | FP | WC | R60 | 3.907 | 24.5 | 0.6 | 8760 | 239291.9393 | 141239.7 | 157301.2689 | 65533.1035 | 136338.6149 | 58368 | 207936 | 169073.625 | 109440 | 134976 | 8760 | 1475.3019 | 11967.0184 | 3302.6477 | 12750.2719 | 0 | 0 | 0 | -1261.43 | 0 | 2792.6051 | 8760 | 3747.4474 | 0 | 0 | 3348.7867 | 13128.143 | 5678.2161 | 9507.0327 | 5601.7037 | 2462.9762 | 10090.4886 | 8760 | 12612.3269 | 364.8 | 0 | 1166.025 | 935240.1298 | 189624.8638 | 901.5 | 3298.8974 | 145920
163 | E | EAW | TOU | FC | FP | WC | R60 | 3.907 | 18 | 1.35 | 8760 | 258574.8814 | 145204.65 | 159503.8721 | 65533.1035 | 136338.6149 | 59788 | 212994.75 | 169073.625 | 112102.5 | 138259.75 | 8760 | 1475.3019 | 11732.6153 | 3393.655 | 12609.173 | 0 | 0 | 0 | -1183.5918 | 0 | 2651.8884 | 8760 | 3747.3152 | 0 | 0 | 3348.7867 | 13128.143 | 5688.646 | 9531.8168 | 5622.6819 | 2475.7878 | 10097.4918 | 8760 | 12738.1619 | 373.675 | 0 | 1166.025 | 936159.2139 | 189624.8638 | 508.875 | 3299.0074 | 149470
164 | E | EAW | TOU | FC | FP | WC | R60 | 3.907 | 18 | 0.9 | 8760 | 251202.9506 | 146840.85 | 160412.8115 | 65533.1035 | 136338.6149 | 59884 | 213336.75 | 169073.625 | 112282.5 | 138481.75 | 8760 | 1475.3019 | 11270.3494 | 3657.4785 | 12862.8076 | 0 | 0 | 0 | -1202.1732 | 0 | 2683.6879 | 8760 | 3748.0719 | 0 | 0 | 3348.7867 | 13128.143 | 5681.7458 | 9535.6001 | 5625.1052 | 2470.0214 | 9592.9721 | 8760 | 12742.0572 | 374.275 | 0 | 1166.025 | 936184.7685 | 189624.8638 | 583 | 3298.858 | 149710
165 | E | EAW | TOU | FC | FP | WC | R60 | 3.907 | 18 | 0.45 | 8760 | 237576.2837 | 156389.4 | 165717.2078 | 65533.1035 | 136338.6149 | 59840 | 213180 | 169073.625 | 112200 | 138380 | 8760 | 1475.3019 | 10096.2291 | 4068.641 | 13697.4716 | 0 | 0 | 0 | -1270.1184 | 0 | 2736.4508 | 8760 | 3747.5552 | 0 | 0 | 3348.7867 | 13128.143 | 5617.5582 | 9533.4785 | 5623.6445 | 2433.213 | 8361.3033 | 8760 | 12723.6634 | 374 | 0 | 1166.025 | 936212.9589 | 189624.8638 | 735.575 | 3298.6419 | 149600
166
167
168
169
170
171
172
173
174
175
176
177
178
179
180
181
182
183
184
185
186
187
188
189
190
191
192
193
194
195
196
197
198
199
200
201
202
203
204
205
206
207
208
209
210
211
212
213
214
215
216
217
218
219
220
221
222
223
224
225
226
227
228
229
230
231
232
233
234
235
236
237
238
239
240
241
242
243
244
245
246
247
248
249
250
251
252
253
254
255
256
257
258
259
260
261
262
263
264
265
266
267
268
269
270
271
272
273
274
275
276
277
278
279
280
281
282
283
284
285
286
287
288
289
290
291
292
293
294
295
296
297
298
299
300
301
302
303
304
305
306
307
308
309
310
311
312
313
314
315
316
317
318
319
320
321
322
323
324
325
326
327
328
329
330
331
332
333
334
335
336
337
338
339
340
341
342
343
344
345
346
347
348
349
350
351
352
353
354
355
356
357
358
359
360
361
362
363
364
365
366
367
368
369
370
371
372
373
374
375
376
377
378
379
380
381
382
383
384
385
386
387
388
389
390
391
392
393
394
395
396
397
398
399
400
401
402
403
404
405
406
407
408
409
410
411
412
413
414
415
416
417
418
419
420
421
422
423
424
425
426
427
428
429
430
431
432
433
434
435
436
437
438
439
440
441
442
443
444
445
446
447
448
449
450
451
452
453
454
455
456
457
458
459
460
461
462
463
464
465
466
467
468
469
470
471
472
473
474
475
476
477
478
479
480
481
482
483
484
485
486
487
488
489
490
491
492
493
494
495
496
497
498
499
500
501
502
503
504
505
506
507
508
509
510
511
512
513
514
515
516
517
518
519
520
521
522
523
524
525
526
527
528
529
530
531
532
533
534
535
536
537
538
539
540
541
542
543
544
545
546
547
548
549
550
551
552
553
554
555
556
557
558
559
560
561
562
563
564
565
566
567
568
569
570
571
572
573
574
575
576
577
578
579
580
581
582
583
584
585
586
587
588
589
590
591
592
593
594
595
596
597
598
599
600
601
602
603
604
605
606
607
608
609
610
611
612
613
614
615
616
617
618
619
620
621
622
623
624
625
626
627
628
629
630
631
632
633
634
635
636
637
638
639
640
641
642
643
644
645
646
647
648
649
650
651
652
653
654
655
656
657
658
659
660