## User Parameters
| Country | ηboiler | Cconversion, fossil | Cconversion, elec | CO2conversion,heat,fossil | CO2conversion,conventional, elec | Cost Solar Thermal System(FP) | Cost Solar Thermal System(ET) | Installation CostsSolarSystem | Cost Storage | Cost Chillerthermal | Cost Chillerref | Cost Heat Rejection | Installation CostsChiller;th | Installation CostsChiller;ref | Cfuel | Celectricity | Cwater | Cplanning,ref | Coperating,ref | Cmaintance,ref | Cplanning,SC+ | Coperating,SC+ | Cmaintance,SC+ | i | n | a
|  | [-] | [kWhheat, fossil/kWhPE] | [kWhelec, fossil/kWhPE] | [kgCO2l/kWhheat,useful] | [kgCO2l/kWhheat,useful] | [€/m²] | [€/m²] | [€/m²] | [€/m³] | [€] | [€] | [€] | [€] | [€] | [€/kWh] | [€/kWh] | [€/m³] | [€] | [€] | [€] | [€] | [€] | [€] | [%] | [a] | [-]
1 |  | 0.9 | 0.9 | 0.6 | 0.25 | 0.6 | 350 | 550 | 1 | 1000 | 1 | 2 | 1 | 1 | 2 | 1 | 1 | 1 | 1 | 1 | 1 | 1 | 1 | 1 | 8 | 20 | 8
1 | Italy | 0.9 | 0.9 | 0.6 | 0.25 | 0.6 | 350 | 550 | 1 | 1000 | 1 | 2 | 1 | 1 | 2 | 1 | 1 | 1 | 1 | 1 | 1 | 1 | 1 | 1 | 8 | 20 | 8
2 | Germany | 0.9 | 0.9 | 0.6 | 0.25 | 0.6 | 350 | 550 | 1 | 1000 | 1 | 2 | 1 | 1 | 2 | 1 | 1 | 1 | 1 | 1 | 1 | 1 | 1 | 1 | 8 | 20 | 8
3 | France | 0.9 | 0.9 | 0.6 | 0.25 | 0.6 | 350 | 550 | 1 | 1000 | 1 | 2 | 1 | 1 | 2 | 1 | 1 | 1 | 1 | 1 | 1 | 1 | 1 | 1 | 8 | 20 | 8
4 | Austria | 0.9 | 0.9 | 0.6 | 0.25 | 0.6 | 350 | 550 | 1 | 1000 | 1 | 2 | 1 | 1 | 2 | 1 | 1 | 1 | 1 | 1 | 1 | 1 | 1 | 1 | 8 | 20 | 8
5 | Spain | 0.9 | 0.9 | 0.6 | 0.25 | 0.6 | 350 | 550 | 1 | 1000 | 1 | 2 | 1 | 1 | 2 | 1 | 1 | 1 | 1 | 1 | 1 | 1 | 1 | 1 | 8 | 20 | 8
6 | Greece | 0.9 | 0.9 | 0.6 | 0.25 | 0.6 | 350 | 550 | 1 | 1000 | 1 | 2 | 1 | 1 | 2 | 1 | 1 | 1 | 1 | 1 | 1 | 1 | 1 | 1 | 8 | 20 | 8
7 | Portugal | 0.9 | 0.9 | 0.6 | 0.25 | 0.6 | 350 | 550 | 1 | 1000 | 1 | 2 | 1 | 1 | 2 | 1 | 1 | 1 | 1 | 1 | 1 | 1 | 1 | 1 | 8 | 20 | 8
8 | Sweden | 0.9 | 0.9 | 0.6 | 0.25 | 0.6 | 350 | 550 | 1 | 1000 | 1 | 2 | 1 | 1 | 2 | 1 | 1 | 1 | 1 | 1 | 1 | 1 | 1 | 1 | 8 | 20 | 8
9 | General | 0.9 | 0.9 | 0.6 | 0.25 | 0.6 | 350 | 550 | 1 | 1000 | 1 | 2 | 1 | 1 | 2 | 1 | 1 | 1 | 1 | 1 | 1 | 1 | 1 | 1 | 8 | 20 | 8
10 | User | 0.9 | 0.9 | 0.6 | 0.25 | 0.6 | 350 | 550 | 1 | 1000 | 1 | 2 | 1 | 1 | 2 | 1 | 1 | 1 | 1 | 1 | 1 | 1 | 1 | 1 | 8 | 20 | 8
row containing the integral data in single excel files (8673 in case of hourly data, 8762 in case of UNIBG, 15 in case of monthly data)
8763
1 | EURAC | 8763
2 | ISE | 15
3 | AEE | 15
4 | UNIBG | 8762
5 | CRES | 8763
MACRO

## Enviromental & Economic Results
Code | Code | ΔPEfossil | ΔPEelectricity | PEsave | PEref | Relative PEsave | PERSC+ | PERref | COPPE,SC+ | COPPE, ref | CO2save | Isolar system | Ichiller, thermal | Ichiller,compression | Coperating,SC+ | Coperating,ref | Cannual, ref | Cannual, SC+ | CPE
|  | [kWhPE] | [kWhPE] | [kWhPE] | [kWhPE] | [%] | [-] | [-] | [-] | [-] | [kgCO2] | [€] | [€] | [€] | [€/a] | [€/a] | [€/a] | [€/a] | [€/kWh/a]
1 | C-CLW-NAP-CC-ET-WC-R100 | -5127.5944 | 1431.212 | -3696.3824 | 12169.4049 | -30.3744 | 0.75742 | 1.0122 | 0.6236 | 5.9235 | -18125.0243 | 5750 | 3 | 4 | 14088.4225 | 10318.6853 | 10359.6853 | 60121.4225 | -13.4623
2 | C-CLW-NAP-CC-ET-WC-R100 | -4738.1761 | 1426.3494 | -3311.8266 | 12192.2684 | -27.1633 | 0.77636 | 1.0119 | 0.63095 | 5.9255 | -16575.4552 | 6000 | 3 | 4 | 13761.4663 | 10339.302 | 10380.302 | 61794.4664 | -15.5244
3 | C-CLW-NAP-CC-ET-WC-R100 | -4622.4654 | 1424.3043 | -3198.1611 | 12195.8264 | -26.2234 | 0.78213 | 1.0119 | 0.63309 | 5.9264 | -16116.0209 | 6250 | 3 | 4 | 13661.8073 | 10342.5328 | 10383.5328 | 63694.8074 | -16.6694
4 | C-CLW-NAP-CC-ET-WC-R100 | -2921.4774 | 1453.4747 | -1468.0027 | 12198.8304 | -12.034 | 0.88181 | 1.0126 | 0.75061 | 5.9412 | -9263.4517 | 8050 | 3 | 4 | 12116.2572 | 10345.3662 | 10386.3662 | 76549.2572 | -45.07
5 | C-CLW-NAP-CC-ET-WC-R100 | -2443.29 | 1450.7133 | -992.5767 | 12212.4637 | -8.1276 | 0.91358 | 1.0125 | 0.76722 | 5.9427 | -7355.3046 | 8400 | 3 | 4 | 11699.7435 | 10357.5809 | 10398.5809 | 78932.7436 | -69.0467
6 | C-CLW-NAP-CC-ET-WC-R100 | -2279.5064 | 1448.4658 | -831.0406 | 12214.2101 | -6.8039 | 0.9249 | 1.0125 | 0.7761 | 5.9429 | -6703.9161 | 8750 | 3 | 4 | 11555.2309 | 10359.139 | 10400.139 | 81588.2309 | -85.6614
7 | C-CLW-NAP-CC-ET-WC-R100 | -1476.0275 | 1473.0307 | -2.9968 | 12215.1312 | -0.024534 | 0.98787 | 1.0128 | 0.85722 | 5.9499 | -3449.0589 | 10075 | 3 | 4 | 10818.4202 | 10360.1812 | 10401.1812 | 91451.4203 | -27045.152
8 | C-CLW-NAP-CC-ET-WC-R100 | -837.4964 | 1469.4422 | 631.9458 | 12222.7696 | 5.1702 | 1.0419 | 1.0127 | 0.89595 | 5.9504 | -900.9153 | 10525 | 3 | 4 | 10252.712 | 10366.9967 | 10407.9967 | 94485.7121 | 133.0458
9 | C-CLW-NAP-CC-ET-WC-R100 | -544.3651 | 1466.7249 | 922.3598 | 12221.844 | 7.5468 | 1.069 | 1.013 | 0.92481 | 5.9552 | 267.0811 | 10925 | 3 | 4 | 9989.6725 | 10366.1357 | 10407.1357 | 97422.6725 | 94.3401
10 | C-CLW-NAP-CC-ET-WC-R100 | -414.1956 | 1492.2064 | 1078.0108 | 12225.4977 | 8.8177 | 1.0837 | 1.0128 | 0.93608 | 5.9552 | 830.2283 | 12375 | 3 | 4 | 9860.8254 | 10369.7298 | 10410.7298 | 108893.8255 | 91.3563
11 | C-CLW-NAP-CC-ET-WC-R100 | 453.2888 | 1487.4102 | 1940.699 | 12231.0709 | 15.867 | 1.1746 | 1.0128 | 1.0157 | 5.9571 | 4292.172 | 12925 | 3 | 4 | 9087.9385 | 10374.6853 | 10415.6853 | 112520.9385 | 52.6126
12 | C-CLW-NAP-CC-ET-WC-R100 | 986.0312 | 1484.9005 | 2470.9317 | 12227.4056 | 20.2081 | 1.2387 | 1.013 | 1.0857 | 5.9593 | 6418.9589 | 13425 | 3 | 4 | 8606.6425 | 10371.3382 | 10412.3382 | 116039.6425 | 42.748
13 | C-CLW-NAP-CC-ET-WC-R100 | 244.4023 | 1506.7183 | 1751.1206 | 12231.5254 | 14.3165 | 1.1532 | 1.0127 | 0.97626 | 5.9557 | 3488.8062 | 14400 | 3 | 4 | 9264.8215 | 10375.1592 | 10416.1592 | 124497.8216 | 65.1478
14 | C-CLW-NAP-CC-ET-WC-R100 | 1240.0714 | 1501.8566 | 2741.928 | 12238.7474 | 22.4037 | 1.2736 | 1.0128 | 1.0877 | 5.9597 | 7463.3798 | 15000 | 3 | 4 | 8378.0787 | 10381.5913 | 10422.5913 | 128411.0787 | 43.0312
15 | C-CLW-NAP-CC-ET-WC-R100 | 2033.7213 | 1496.9761 | 3530.6974 | 12235.9446 | 28.8551 | 1.3894 | 1.0131 | 1.2169 | 5.9633 | 10629.8452 | 15650 | 3 | 4 | 7664.2303 | 10379.0837 | 10420.0837 | 132897.2303 | 34.6892
16 | C-CLW-NAP-CC-FP-WC-R100 | -5781.2181 | 1432.5619 | -4348.6562 | 12157.8542 | -35.7683 | 0.72722 | 1.0121 | 0.59203 | 5.9173 | -20737.2691 | 3750 | 3 | 4 | 14665.4458 | 10308.2652 | 10349.2652 | 44698.4458 | -7.8988
17 | C-CLW-NAP-CC-FP-WC-R100 | -5407.6035 | 1432.9184 | -3974.6851 | 12181.1757 | -32.6297 | 0.7441 | 1.0116 | 0.59257 | 5.9151 | -19242.2166 | 4000 | 3 | 4 | 14349.8893 | 10329.1842 | 10370.1842 | 46382.8894 | -9.0605
18 | C-CLW-NAP-CC-FP-WC-R100 | -5271.0376 | 1433.2483 | -3837.7894 | 12183.069 | -31.501 | 0.75062 | 1.0118 | 0.59346 | 5.9199 | -18695.4035 | 4250 | 3 | 4 | 14228.6373 | 10331.0257 | 10372.0257 | 48261.6374 | -9.8728
19 | C-CLW-NAP-CC-FP-WC-R100 | -3991.709 | 1447.7638 | -2543.9452 | 12187.7785 | -20.8729 | 0.81687 | 1.0121 | 0.67408 | 5.9274 | -13553.8964 | 5250 | 3 | 4 | 13072.8979 | 10335.3759 | 10376.3759 | 55105.898 | -17.5827
20 | C-CLW-NAP-CC-FP-WC-R100 | -3541.4446 | 1448.8047 | -2092.6399 | 12202.0091 | -17.15 | 0.84282 | 1.012 | 0.67912 | 5.9306 | -11751.1039 | 5600 | 3 | 4 | 12679.7447 | 10348.1109 | 10389.1109 | 57512.7448 | -22.5187
21 | C-CLW-NAP-CC-FP-WC-R100 | -3352.621 | 1450.2051 | -1902.4158 | 12203.531 | -15.5891 | 0.85424 | 1.0121 | 0.68391 | 5.9319 | -10993.4753 | 5950 | 3 | 4 | 12510.332 | 10349.4695 | 10390.4695 | 60143.332 | -26.1525
22 | C-CLW-NAP-CC-FP-WC-R100 | -2759.9373 | 1458.4881 | -1301.4492 | 12202.5276 | -10.6654 | 0.89278 | 1.0127 | 0.74353 | 5.944 | -8608.9356 | 6575 | 3 | 4 | 11971.2898 | 10348.7842 | 10389.7842 | 64604.2898 | -41.657
23 | C-CLW-NAP-CC-FP-WC-R100 | -2167.2867 | 1461.381 | -705.9057 | 12213.6487 | -5.7796 | 0.93387 | 1.0125 | 0.7633 | 5.9437 | -6233.5116 | 7025 | 3 | 4 | 11446.0515 | 10358.7052 | 10399.7052 | 67679.0517 | -81.1431
24 | C-CLW-NAP-CC-FP-WC-R100 | -1912.0651 | 1461.6624 | -450.4027 | 12214.6138 | -3.6874 | 0.9527 | 1.0125 | 0.77352 | 5.9438 | -5212.1564 | 7425 | 3 | 4 | 11217.0775 | 10359.6016 | 10400.6016 | 70650.0775 | -133.768
25 | C-CLW-NAP-CC-FP-WC-R100 | -1806.0309 | 1471.1137 | -334.9172 | 12213.9415 | -2.7421 | 0.96166 | 1.0127 | 0.7979 | 5.9487 | -4772.2675 | 8075 | 3 | 4 | 11115.5983 | 10359.1861 | 10400.1861 | 75748.5984 | -195.1181
26 | C-CLW-NAP-CC-FP-WC-R100 | -978.8274 | 1472.4778 | 493.6505 | 12223.5155 | 4.0385 | 1.0296 | 1.0126 | 0.84398 | 5.9495 | -1461.1797 | 8625 | 3 | 4 | 10378.796 | 10367.6929 | 10408.6929 | 79411.796 | 139.7813
27 | C-CLW-NAP-CC-FP-WC-R100 | -522.8157 | 1473.0069 | 950.1913 | 12222.0897 | 7.7744 | 1.0714 | 1.0128 | 0.87822 | 5.952 | 363.7488 | 9125 | 3 | 4 | 9966.7849 | 10366.4113 | 10407.4113 | 82999.7849 | 76.3976
28 | C-CLW-NAP-CC-FP-WC-R100 | -1272.5847 | 1481.5292 | 208.9445 | 12221.9787 | 1.7096 | 1.005 | 1.0125 | 0.81663 | 5.9469 | -2621.1235 | 9400 | 3 | 4 | 10636.4328 | 10366.3875 | 10407.3875 | 85869.4329 | 361.1584
29 | C-CLW-NAP-CC-FP-WC-R100 | -325.8494 | 1481.036 | 1155.1866 | 12230.702 | 9.445 | 1.0908 | 1.0124 | 0.882 | 5.9486 | 1164.9958 | 10000 | 3 | 4 | 9792.5005 | 10374.2138 | 10415.2138 | 89825.5005 | 68.7424
30 | C-CLW-NAP-CC-FP-WC-R100 | 428.1651 | 1481.5058 | 1909.671 | 12227.0739 | 15.6184 | 1.1712 | 1.0129 | 0.95953 | 5.9555 | 4181.8369 | 10650 | 3 | 4 | 9110.2904 | 10370.8827 | 10411.8827 | 94343.2904 | 43.9507
31 | C-CLW-NAP-CC-ET-WC-R60 | -6184.2229 | 1607.0722 | -4577.1507 | 9627.8818 | -47.5406 | 0.72341 | 1.0968 | 0.61196 | 5.9321 | -22058.4379 | 5750 | 3 | 4 | 12596.1233 | 7979.4316 | 8020.4316 | 58629.1233 | -11.0568
32 | C-CLW-NAP-CC-ET-WC-R60 | -5795.0494 | 1601.2649 | -4193.7845 | 9677.1822 | -43.3368 | 0.74383 | 1.0954 | 0.61739 | 5.9341 | -20511.4227 | 6000 | 3 | 4 | 12293.6925 | 8023.7819 | 8064.7819 | 60326.6926 | -12.4618
33 | C-CLW-NAP-CC-ET-WC-R60 | -5652.1703 | 1600.3376 | -4051.8327 | 9688.7881 | -41.8198 | 0.75145 | 1.0949 | 0.62092 | 5.9318 | -19941.4518 | 6250 | 3 | 4 | 12176.084 | 8034.22 | 8075.22 | 62209.0841 | -13.3603
34 | C-CLW-NAP-CC-ET-WC-R60 | -4036.28 | 1627.6135 | -2408.6665 | 9689.5092 | -24.8585 | 0.85404 | 1.0956 | 0.7247 | 5.9415 | -13432.4307 | 8050 | 3 | 4 | 10706.2449 | 8035.0366 | 8076.0366 | 75139.2449 | -27.8425
35 | C-CLW-NAP-CC-ET-WC-R60 | -3571.0581 | 1625.1918 | -1945.8663 | 9722.0625 | -20.015 | 0.88822 | 1.0951 | 0.74083 | 5.9483 | -11575.5794 | 8400 | 3 | 4 | 10318.2622 | 8064.3173 | 8105.3173 | 77551.2623 | -35.689
36 | C-CLW-NAP-CC-ET-WC-R60 | -3330.9206 | 1621.6305 | -1709.2901 | 9721.7617 | -17.5821 | 0.90671 | 1.0953 | 0.75286 | 5.9501 | -10620.9648 | 8750 | 3 | 4 | 10104.0453 | 8064.0715 | 8105.0715 | 80137.0453 | -42.1415
37 | C-CLW-NAP-CC-ET-WC-R60 | -2593.8178 | 1646.281 | -947.5368 | 9720.4892 | -9.7478 | 0.97186 | 1.0957 | 0.82904 | 5.9571 | -7631.4696 | 10075 | 3 | 4 | 9424.935 | 8063.1429 | 8104.1429 | 90057.9351 | -86.4914
38 | C-CLW-NAP-CC-ET-WC-R60 | -1997.7156 | 1641.8706 | -355.845 | 9746.0199 | -3.6512 | 1.0286 | 1.0953 | 0.8639 | 5.9607 | -5254.4113 | 10525 | 3 | 4 | 8914.0179 | 8086.0745 | 8127.0745 | 93147.018 | -238.9241
39 | C-CLW-NAP-CC-ET-WC-R60 | -1641.7341 | 1639.2483 | -2.4858 | 9744.6719 | -0.025509 | 1.0661 | 1.0955 | 0.89131 | 5.9625 | -3834.8558 | 10925 | 3 | 4 | 8593.973 | 8084.8344 | 8125.8344 | 96026.973 | -35361.7149
40 | C-CLW-NAP-CC-ET-WC-R60 | -1635.2967 | 1664.8809 | 29.5841 | 9742.084 | 0.30367 | 1.0697 | 1.0955 | 0.90535 | 5.9636 | -3766.3855 | 12375 | 3 | 4 | 8570.7726 | 8082.7759 | 8123.7759 | 107603.7727 | 3362.6141
41 | C-CLW-NAP-CC-ET-WC-R60 | -755.7763 | 1660.0286 | 904.2523 | 9760.928 | 9.264 | 1.1751 | 1.0953 | 0.98587 | 5.9678 | -256.3908 | 12925 | 3 | 4 | 7798.995 | 8099.6699 | 8140.6699 | 111231.995 | 114.0073
42 | C-CLW-NAP-CC-ET-WC-R60 | -202.1523 | 1656.5281 | 1454.3758 | 9761.625 | 14.8989 | 1.2529 | 1.0952 | 1.0504 | 5.9668 | 1952.2708 | 13425 | 3 | 4 | 7303.4052 | 8100.2208 | 8141.2208 | 114736.4052 | 73.2927
43 | C-CLW-NAP-CC-ET-WC-R60 | -1122.718 | 1680.4771 | 557.7592 | 9756.315 | 5.7169 | 1.1307 | 1.0951 | 0.93759 | 5.9637 | -1690.0767 | 14400 | 3 | 4 | 8112.8268 | 8095.5249 | 8136.5249 | 123345.8268 | 206.5574
44 | C-CLW-NAP-CC-ET-WC-R60 | -91.0179 | 1674.3975 | 1583.3796 | 9769.4679 | 16.2074 | 1.2722 | 1.095 | 1.0507 | 5.967 | 2426.5908 | 15000 | 3 | 4 | 7199.7701 | 8107.3463 | 8148.3463 | 127232.7701 | 75.209
45 | C-CLW-NAP-CC-ET-WC-R60 | 718.4948 | 1668.2826 | 2386.7774 | 9772.1884 | 24.4242 | 1.4107 | 1.0951 | 1.1751 | 5.9696 | 5654.4501 | 15650 | 3 | 4 | 6477.3466 | 8109.7916 | 8150.7916 | 131710.3466 | 51.7684
46 | C-CLW-NAP-CC-FP-WC-R60 | -6904.8941 | 1610.2606 | -5294.6336 | 9601.5759 | -55.1434 | 0.68788 | 1.0967 | 0.58228 | 5.9207 | -24935.8089 | 3750 | 3 | 4 | 13219.0602 | 7955.6905 | 7996.6905 | 43252.0602 | -6.6587
47 | C-CLW-NAP-CC-FP-WC-R60 | -6536.9911 | 1609.6195 | -4927.3716 | 9645.381 | -51.0853 | 0.70561 | 1.0954 | 0.5817 | 5.9213 | -23465.2652 | 4000 | 3 | 4 | 12927.7796 | 7995.1372 | 8036.1372 | 44960.7797 | -7.4938
48 | C-CLW-NAP-CC-FP-WC-R60 | -6411.2893 | 1609.5985 | -4801.6909 | 9656.7546 | -49.7237 | 0.71212 | 1.0955 | 0.58262 | 5.9269 | -22962.4932 | 4250 | 3 | 4 | 12824.8648 | 8005.3279 | 8046.3279 | 46857.8649 | -8.0829
49 | C-CLW-NAP-CC-FP-WC-R60 | -5113.5336 | 1621.4939 | -3492.0397 | 9662.4793 | -36.1402 | 0.78338 | 1.0958 | 0.65953 | 5.9337 | -17751.6444 | 5250 | 3 | 4 | 11655.0455 | 8010.6294 | 8051.6294 | 53688.0456 | -13.0687
50 | C-CLW-NAP-CC-FP-WC-R60 | -4722.9181 | 1622.5608 | -3100.3574 | 9697.7427 | -31.9699 | 0.80775 | 1.0952 | 0.66343 | 5.939 | -16187.4046 | 5600 | 3 | 4 | 11334.5423 | 8042.3247 | 8083.3247 | 56167.5424 | -15.5093
51 | C-CLW-NAP-CC-FP-WC-R60 | -4559.4214 | 1623.9234 | -2935.4979 | 9702.553 | -30.2549 | 0.81851 | 1.0953 | 0.66612 | 5.943 | -15531.1464 | 5950 | 3 | 4 | 11190.9467 | 8046.682 | 8087.682 | 58823.9467 | -17.2837
52 | C-CLW-NAP-CC-FP-WC-R60 | -3910.4419 | 1631.9371 | -2278.5048 | 9696.2412 | -23.4988 | 0.86374 | 1.0959 | 0.72681 | 5.9492 | -12921.8724 | 6575 | 3 | 4 | 10596.5143 | 8041.1502 | 8082.1502 | 63229.5143 | -24.2033
53 | C-CLW-NAP-CC-FP-WC-R60 | -3443.6603 | 1633.0704 | -1810.5898 | 9722.9215 | -18.6219 | 0.89871 | 1.0952 | 0.73878 | 5.9497 | -11052.857 | 7025 | 3 | 4 | 10199.7006 | 8065.1306 | 8106.1306 | 66432.7007 | -32.2141
54 | C-CLW-NAP-CC-FP-WC-R60 | -3144.8597 | 1633.6128 | -1511.2468 | 9721.5728 | -15.5453 | 0.92268 | 1.0952 | 0.7524 | 5.9502 | -9856.7506 | 7425 | 3 | 4 | 9929.2857 | 8063.95 | 8104.95 | 69362.2857 | -40.5343
55 | C-CLW-NAP-CC-FP-WC-R60 | -3138.6753 | 1643.6945 | -1494.9808 | 9720.0727 | -15.3803 | 0.924 | 1.0952 | 0.76837 | 5.9505 | -9815.2103 | 8075 | 3 | 4 | 9916.4881 | 8062.7489 | 8103.7489 | 74549.4882 | -44.4459
56 | C-CLW-NAP-CC-FP-WC-R60 | -2305.1486 | 1644.3567 | -660.7919 | 9741.9651 | -6.7829 | 0.99828 | 1.095 | 0.81771 | 5.9563 | -6479.9998 | 8625 | 3 | 4 | 9185.5694 | 8082.4014 | 8123.4014 | 78218.5694 | -106.0775
57 | C-CLW-NAP-CC-FP-WC-R60 | -1788.996 | 1644.3264 | -144.6696 | 9740.3124 | -1.4853 | 1.0507 | 1.0953 | 0.85602 | 5.9593 | -4415.4402 | 9125 | 3 | 4 | 8719.5498 | 8080.8954 | 8121.8954 | 81752.5498 | -508.9572
58 | C-CLW-NAP-CC-FP-WC-R60 | -2695.562 | 1652.548 | -1043.014 | 9736.8042 | -10.7121 | 0.96286 | 1.0951 | 0.79093 | 5.9547 | -8028.0014 | 9400 | 3 | 4 | 9527.422 | 8077.7857 | 8118.7857 | 84760.4221 | -73.4809
59 | C-CLW-NAP-CC-FP-WC-R60 | -1721.3946 | 1653.0079 | -68.3867 | 9754.2597 | -0.7011 | 1.0586 | 1.0951 | 0.85962 | 5.9612 | -4130.5651 | 10000 | 3 | 4 | 8666.0665 | 8093.4651 | 8134.4651 | 88699.0665 | -1178.0745
60 | C-CLW-NAP-CC-FP-WC-R60 | -929.2238 | 1652.4163 | 723.1925 | 9752.836 | 7.4152 | 1.1517 | 1.0953 | 0.93172 | 5.9635 | -962.8679 | 10650 | 3 | 4 | 7952.1507 | 8092.1688 | 8133.1688 | 93185.1507 | 117.6063
61 | C-CLW-NAP-FC-ET-WC-OFF | -10731.2837 | 1590.6001 | -9140.6836 | 2903.0361 | -314.8663 | 0.40696 | 1.8029 | 0.54015 | 5.806 | -40274.1348 | 4875 | 3 | 4 | 10648.6399 | 1924.8418 | 1965.8418 | 49681.6399 | -5.2202
62 | C-CLW-NAP-FC-ET-WC-OFF | -10437.8283 | 1591.5608 | -8846.2675 | 2903.0456 | -304.7237 | 0.41694 | 1.8019 | 0.54934 | 5.8026 | -39098.712 | 5125 | 3 | 4 | 10383.9373 | 1924.8475 | 1965.8475 | 51416.9373 | -5.5901
63 | C-CLW-NAP-FC-ET-WC-OFF | -10381.8973 | 1591.7118 | -8790.1855 | 2903.2851 | -302.7669 | 0.41891 | 1.8017 | 0.55091 | 5.8015 | -38874.7362 | 5325 | 3 | 4 | 10333.6205 | 1924.9912 | 1965.9912 | 52966.6206 | -5.802
64 | C-CLW-NAP-FC-ET-WC-OFF | -8324.7064 | 1605.5158 | -6719.1906 | 2901.9902 | -231.5373 | 0.50902 | 1.8021 | 0.67583 | 5.8037 | -30622.966 | 6900 | 3 | 4 | 8473.1749 | 1924.2143 | 1965.2143 | 63706.1749 | -9.1887
65 | C-CLW-NAP-FC-ET-WC-OFF | -7967.5742 | 1603.7521 | -6363.8222 | 2902.1693 | -219.2781 | 0.52862 | 1.8023 | 0.69742 | 5.8042 | -29197.3768 | 7200 | 3 | 4 | 8152.8903 | 1924.3217 | 1965.3217 | 65785.8903 | -10.0287
66 | C-CLW-NAP-FC-ET-WC-OFF | -7850.2643 | 1601.714 | -6248.5503 | 2901.9016 | -215.3261 | 0.53552 | 1.8032 | 0.705 | 5.8077 | -28731.5339 | 7500 | 3 | 4 | 8048.4327 | 1924.1611 | 1965.1611 | 68081.4328 | -10.5811
67 | C-CLW-NAP-FC-ET-WC-OFF | -6620.0053 | 1615.3653 | -5004.64 | 2900.9332 | -172.5183 | 0.61959 | 1.8031 | 0.82566 | 5.8076 | -23787.7459 | 8650 | 3 | 4 | 6932.4739 | 1923.58 | 1964.58 | 76165.4739 | -14.8264
68 | C-CLW-NAP-FC-ET-WC-OFF | -6148.5071 | 1611.4976 | -4537.0095 | 2900.6423 | -156.414 | 0.65862 | 1.8035 | 0.8738 | 5.809 | -21908.199 | 9000 | 3 | 4 | 6510.2809 | 1923.4055 | 1964.4055 | 78543.281 | -16.8787
69 | C-CLW-NAP-FC-ET-WC-OFF | -5927.1073 | 1607.7758 | -4319.3315 | 2900.5878 | -148.9123 | 0.67836 | 1.8032 | 0.89845 | 5.8079 | -21028.803 | 9400 | 3 | 4 | 6313.27 | 1923.3728 | 1964.3728 | 81546.27 | -18.4246
70 | C-CLW-NAP-FC-ET-WC-OFF | -5339.4266 | 1626.8617 | -3712.5648 | 2899.1549 | -128.0568 | 0.74088 | 1.8044 | 0.99239 | 5.8129 | -18646.27 | 10625 | 3 | 4 | 5772.1589 | 1922.513 | 1963.513 | 90805.159 | -23.93
71 | C-CLW-NAP-FC-ET-WC-OFF | -4437.1097 | 1618.838 | -2818.2717 | 2899.0824 | -97.2125 | 0.85634 | 1.8035 | 1.1481 | 5.8099 | -15050.3754 | 11125 | 3 | 4 | 4964.8319 | 1922.4696 | 1963.4696 | 93997.832 | -32.6563
72 | C-CLW-NAP-FC-ET-WC-OFF | -4135.3457 | 1616.8148 | -2518.5309 | 2899.2505 | -86.8683 | 0.90448 | 1.805 | 1.2098 | 5.815 | -13846.6916 | 11575 | 3 | 4 | 4694.5453 | 1922.5704 | 1963.5704 | 97327.5453 | -37.8649
73 | C-CLW-NAP-FC-ET-WC-OFF | -4422.2289 | 1638.2639 | -2783.965 | 2898.5252 | -96.0476 | 0.86119 | 1.8031 | 1.157 | 5.8083 | -14958.4757 | 12375 | 3 | 4 | 4939.4779 | 1922.1352 | 1963.1352 | 103972.478 | -36.6417
74 | C-CLW-NAP-FC-ET-WC-OFF | -3477.9767 | 1627.9434 | -1850.0333 | 2897.902 | -63.8404 | 1.0313 | 1.8044 | 1.3925 | 5.8135 | -11198.6677 | 12925 | 3 | 4 | 4095.562 | 1921.7613 | 1962.7613 | 107528.562 | -57.0616
75 | C-CLW-NAP-FC-ET-WC-OFF | -3146.445 | 1624.231 | -1522.214 | 2897.9387 | -52.5275 | 1.1082 | 1.8052 | 1.5016 | 5.8164 | -9878.7283 | 13425 | 3 | 4 | 3799.4215 | 1921.7834 | 1962.7834 | 111232.4215 | -71.7834
76 | C-CLW-NAP-FC-FP-WC-OFF | -11775.6825 | 1619.5645 | -10156.1179 | 2907.1206 | -349.3532 | 0.37483 | 1.7984 | 0.49713 | 5.7883 | -44403.4557 | 3175 | 3 | 4 | 11573.596 | 1927.2925 | 1968.2925 | 37006.596 | -3.45
77 | C-CLW-NAP-FC-FP-WC-OFF | -11739.5033 | 1629.0457 | -10110.4576 | 2907.0465 | -347.7914 | 0.37625 | 1.7989 | 0.49484 | 5.7904 | -44242.9369 | 3425 | 3 | 4 | 11535.34 | 1927.248 | 1968.248 | 38968.3401 | -3.6596
78 | C-CLW-NAP-FC-FP-WC-OFF | -11727.4404 | 1632.3309 | -10095.1096 | 2907.1392 | -347.2524 | 0.37661 | 1.7985 | 0.49382 | 5.7887 | -44189.2103 | 3625 | 3 | 4 | 11522.5122 | 1927.3036 | 1968.3036 | 40555.5123 | -3.8224
79 | C-CLW-NAP-FC-FP-WC-OFF | -10058.8572 | 1632.8227 | -8426.0345 | 2906.5689 | -289.8963 | 0.43211 | 1.7989 | 0.57161 | 5.7904 | -37514.0576 | 4500 | 3 | 4 | 10020.1707 | 1926.9614 | 1967.9614 | 46053.1708 | -5.232
80 | C-CLW-NAP-FC-FP-WC-OFF | -10008.611 | 1638.557 | -8370.0539 | 2906.3985 | -287.9871 | 0.4342 | 1.7988 | 0.5695 | 5.79 | -37303.5155 | 4800 | 3 | 4 | 9971.4529 | 1926.8592 | 1967.8592 | 48404.453 | -5.5479
81 | C-CLW-NAP-FC-FP-WC-OFF | -9906.8823 | 1640.4433 | -8266.4391 | 2906.4808 | -284.414 | 0.43828 | 1.7989 | 0.57311 | 5.7906 | -36893.4572 | 5100 | 3 | 4 | 9878.7975 | 1926.9086 | 1967.9086 | 50711.7976 | -5.8966
82 | C-CLW-NAP-FC-FP-WC-OFF | -8792.9466 | 1642.0147 | -7150.9318 | 2905.5916 | -246.1093 | 0.48683 | 1.7991 | 0.64249 | 5.7916 | -32435.095 | 5650 | 3 | 4 | 8874.796 | 1926.3751 | 1967.3751 | 54107.796 | -7.2914
83 | C-CLW-NAP-FC-FP-WC-OFF | -8614.5482 | 1642.5923 | -6971.9558 | 2905.4631 | -239.9602 | 0.49614 | 1.801 | 0.65096 | 5.7983 | -31720.5388 | 6000 | 3 | 4 | 8713.8428 | 1926.298 | 1967.298 | 56746.8429 | -7.8571
84 | C-CLW-NAP-FC-FP-WC-OFF | -8508.2832 | 1641.189 | -6867.0942 | 2905.4607 | -236.3513 | 0.50167 | 1.8017 | 0.65643 | 5.8009 | -31297.8178 | 6400 | 3 | 4 | 8619.0964 | 1926.2966 | 1967.2966 | 59852.0964 | -8.4293
85 | C-CLW-NAP-FC-FP-WC-OFF | -7847.408 | 1649.2412 | -6198.1668 | 2904.4811 | -213.4001 | 0.53803 | 1.8005 | 0.71058 | 5.797 | -28640.8968 | 6925 | 3 | 4 | 8018.9429 | 1925.7088 | 1966.7088 | 63451.9429 | -9.9199
86 | C-CLW-NAP-FC-FP-WC-OFF | -7296.7624 | 1646.8194 | -5649.9429 | 2904.6725 | -194.5122 | 0.5728 | 1.8013 | 0.7529 | 5.7999 | -26442.3504 | 7425 | 3 | 4 | 7524.8918 | 1925.8236 | 1966.8236 | 66957.8919 | -11.503
87 | C-CLW-NAP-FC-FP-WC-OFF | -7093.9441 | 1643.7363 | -5450.2078 | 2904.6678 | -187.6362 | 0.58624 | 1.8006 | 0.76964 | 5.797 | -25636.2157 | 7875 | 3 | 4 | 7344.1894 | 1925.8208 | 1966.8208 | 70377.1894 | -12.5519
88 | C-CLW-NAP-FC-FP-WC-OFF | -7156.009 | 1655.6058 | -5500.4033 | 2904.0836 | -189.4024 | 0.58279 | 1.801 | 0.76911 | 5.7988 | -25864.6931 | 8075 | 3 | 4 | 7392.6445 | 1925.4703 | 1966.4703 | 72025.6445 | -12.7371
89 | C-CLW-NAP-FC-FP-WC-OFF | -6372.5248 | 1650.5837 | -4721.9411 | 2904.0824 | -162.5967 | 0.64199 | 1.8002 | 0.84466 | 5.7958 | -22739.1264 | 8625 | 3 | 4 | 6690.4615 | 1925.4695 | 1966.4695 | 75723.4615 | -15.6201
90 | C-CLW-NAP-FC-FP-WC-OFF | -6093.1718 | 1647.2709 | -4445.9008 | 2904.1899 | -153.0857 | 0.66599 | 1.7998 | 0.87592 | 5.7946 | -21627.2355 | 9125 | 3 | 4 | 6441.1023 | 1925.5341 | 1966.5341 | 79474.1023 | -17.4335
91 | C-CLW-NAP-FC-ET-WC-R100 | -6983.5955 | 1130.2231 | -5853.3724 | 8883.2468 | -65.8923 | 0.60895 | 1.0452 | 0.47296 | 5.9141 | -26050.6767 | 4875 | 3 | 4 | 13067.2401 | 7446.4894 | 7487.4894 | 52100.2401 | -7.6217
92 | C-CLW-NAP-FC-ET-WC-R100 | -6594.9455 | 1125.9922 | -5468.9533 | 8886.1014 | -61.545 | 0.62525 | 1.045 | 0.48093 | 5.9127 | -24503.1282 | 5125 | 3 | 4 | 12722.5165 | 7449.047 | 7490.047 | 53755.5166 | -8.4597
93 | C-CLW-NAP-FC-ET-WC-R100 | -6467.9293 | 1124.5017 | -5343.4276 | 8886.8384 | -60.1274 | 0.63093 | 1.0453 | 0.48488 | 5.9164 | -23997.5478 | 5325 | 3 | 4 | 12609.7381 | 7449.673 | 7490.673 | 55242.7382 | -8.9366
94 | C-CLW-NAP-FC-ET-WC-R100 | -5068.8692 | 1154.4813 | -3914.3879 | 8888.6832 | -44.0379 | 0.70144 | 1.0453 | 0.54697 | 5.9201 | -18351.3412 | 6900 | 3 | 4 | 11334.5865 | 7451.6076 | 7492.6076 | 66567.5866 | -15.0918
95 | C-CLW-NAP-FC-ET-WC-R100 | -4596.8734 | 1152.0127 | -3444.8608 | 8890.0136 | -38.7498 | 0.72815 | 1.0453 | 0.56301 | 5.9191 | -16467.4727 | 7200 | 3 | 4 | 10912.3404 | 7452.7017 | 7493.7017 | 68545.3405 | -17.7225
96 | C-CLW-NAP-FC-ET-WC-R100 | -4397.0116 | 1149.9855 | -3247.0262 | 8890.2678 | -36.5234 | 0.74002 | 1.0453 | 0.57237 | 5.9191 | -15671.404 | 7500 | 3 | 4 | 10733.9133 | 7452.9187 | 7493.9187 | 70766.9135 | -19.4864
97 | C-CLW-NAP-FC-ET-WC-R100 | -3683.845 | 1172.6326 | -2511.2124 | 8890.9862 | -28.2445 | 0.78782 | 1.0453 | 0.61645 | 5.922 | -12780.9925 | 8650 | 3 | 4 | 10079.4422 | 7453.8173 | 7494.8173 | 79312.4422 | -28.5988
98 | C-CLW-NAP-FC-ET-WC-R100 | -3165.4363 | 1170.5952 | -1994.8412 | 8891.1706 | -22.4362 | 0.82509 | 1.0452 | 0.64048 | 5.9195 | -10710.7534 | 9000 | 3 | 4 | 9614.179 | 7453.9388 | 7494.9388 | 81647.1791 | -37.172
99 | C-CLW-NAP-FC-ET-WC-R100 | -2789.6295 | 1168.6151 | -1621.0144 | 8891.5129 | -18.231 | 0.85437 | 1.0451 | 0.66433 | 5.9179 | -9210.8262 | 9400 | 3 | 4 | 9277.3488 | 7454.181 | 7495.181 | 84510.3488 | -47.5105
100 | C-CLW-NAP-FC-ET-WC-R100 | -2585.8107 | 1192.7082 | -1393.1025 | 8891.9127 | -15.6671 | 0.8734 | 1.0452 | 0.68535 | 5.9219 | -8355.3959 | 10625 | 3 | 4 | 9080.1884 | 7454.8189 | 7495.8189 | 94113.1884 | -62.1759
101 | C-CLW-NAP-FC-ET-WC-R100 | -1769.1243 | 1188.7247 | -580.3996 | 8893.6226 | -6.526 | 0.94816 | 1.045 | 0.73628 | 5.919 | -5095.2893 | 11125 | 3 | 4 | 8349.0398 | 7456.309 | 7497.309 | 97382.0399 | -154.867
102 | C-CLW-NAP-FC-ET-WC-R100 | -1322.2741 | 1186.437 | -135.8371 | 8893.5459 | -1.5274 | 0.99499 | 1.0451 | 0.77231 | 5.9212 | -3311.7015 | 11575 | 3 | 4 | 7948.1381 | 7456.211 | 7497.211 | 100581.1381 | -685.2613
103 | C-CLW-NAP-FC-ET-WC-R100 | -1851.1154 | 1207.286 | -643.8294 | 8893.0211 | -7.2397 | 0.94187 | 1.045 | 0.73047 | 5.9203 | -5392.3184 | 12375 | 3 | 4 | 8411.3252 | 7455.9064 | 7496.9064 | 107444.3253 | -155.239
104 | C-CLW-NAP-FC-ET-WC-R100 | -914.5059 | 1203.0862 | 288.5803 | 8896.0906 | 3.2439 | 1.0439 | 1.045 | 0.80538 | 5.9208 | -1652.8798 | 12925 | 3 | 4 | 7573.6117 | 7458.6314 | 7499.6314 | 111006.6117 | 358.6765
105 | C-CLW-NAP-FC-ET-WC-R100 | -282.468 | 1199.6998 | 917.2319 | 8896.4421 | 10.3101 | 1.1262 | 1.045 | 0.87183 | 5.9208 | 869.6279 | 13425 | 3 | 4 | 7007.0851 | 7458.8889 | 7499.8889 | 114440.0851 | 116.5901
106 | C-CLW-NAP-FC-FP-WC-R100 | -7474.5456 | 1133.2114 | -6341.3342 | 8880.6702 | -71.406 | 0.58933 | 1.0451 | 0.45715 | 5.9117 | -28009.4968 | 3175 | 3 | 4 | 13504.882 | 7444.0983 | 7485.0983 | 38937.882 | -4.96
107 | C-CLW-NAP-FC-FP-WC-R100 | -7143.4061 | 1135.1291 | -6008.277 | 8883.7836 | -67.632 | 0.60266 | 1.0452 | 0.45842 | 5.9147 | -26681.7426 | 3425 | 3 | 4 | 13208.5685 | 7446.9363 | 7487.9363 | 40641.5686 | -5.518
108 | C-CLW-NAP-FC-FP-WC-R100 | -7061.9212 | 1134.7754 | -5927.1458 | 8884.434 | -66.7138 | 0.60619 | 1.0456 | 0.4589 | 5.9208 | -26356.3924 | 3625 | 3 | 4 | 13136.057 | 7447.5367 | 7488.5367 | 42169.057 | -5.8511
109 | C-CLW-NAP-FC-FP-WC-R100 | -5929.3028 | 1150.6249 | -4778.678 | 8886.2308 | -53.7762 | 0.657 | 1.0453 | 0.50802 | 5.9171 | -21799.5032 | 4500 | 3 | 4 | 12108.8552 | 7449.221 | 7490.221 | 48141.8552 | -8.5069
110 | C-CLW-NAP-FC-FP-WC-R100 | -5590.9107 | 1153.5883 | -4437.3224 | 8887.979 | -49.925 | 0.67386 | 1.0452 | 0.51088 | 5.9179 | -20440.9956 | 4800 | 3 | 4 | 11804.1767 | 7450.8566 | 7491.8566 | 50237.1768 | -9.6331
111 | C-CLW-NAP-FC-FP-WC-R100 | -5361.3465 | 1154.2103 | -4207.1362 | 8887.9991 | -47.335 | 0.68561 | 1.0451 | 0.51725 | 5.9154 | -19521.7021 | 5100 | 3 | 4 | 11597.1823 | 7450.8433 | 7491.8433 | 52430.1824 | -10.6815
112 | C-CLW-NAP-FC-FP-WC-R100 | -4817.5566 | 1164.3464 | -3653.2102 | 8888.6283 | -41.0998 | 0.71601 | 1.0452 | 0.552 | 5.9193 | -17329.6491 | 5650 | 3 | 4 | 11102.4278 | 7451.5684 | 7492.5684 | 56335.4278 | -13.3698
113 | C-CLW-NAP-FC-FP-WC-R100 | -4364.2013 | 1166.7427 | -3197.4586 | 8890.1383 | -35.9664 | 0.743 | 1.0452 | 0.56256 | 5.9187 | -15512.234 | 6000 | 3 | 4 | 10694.3005 | 7452.893 | 7493.893 | 58727.3006 | -16.0232
114 | C-CLW-NAP-FC-FP-WC-R100 | -4029.8586 | 1167.9366 | -2861.9219 | 8890.6617 | -32.1902 | 0.76424 | 1.0452 | 0.57578 | 5.9188 | -14172.8732 | 6400 | 3 | 4 | 10393.0653 | 7453.3092 | 7494.3092 | 61626.0653 | -18.9145
115 | C-CLW-NAP-FC-FP-WC-R100 | -3978.8043 | 1176.1 | -2802.7043 | 8889.8412 | -31.527 | 0.7681 | 1.0452 | 0.59017 | 5.9206 | -13955.0505 | 6925 | 3 | 4 | 10341.8177 | 7452.8272 | 7493.8272 | 65774.8178 | -20.7946
116 | C-CLW-NAP-FC-FP-WC-R100 | -3180.2186 | 1178.4549 | -2001.7637 | 8891.9273 | -22.5121 | 0.82449 | 1.045 | 0.62295 | 5.9184 | -10756.783 | 7425 | 3 | 4 | 9623.4845 | 7454.644 | 7495.644 | 69056.4846 | -30.7533
117 | C-CLW-NAP-FC-FP-WC-R100 | -2794.1278 | 1178.933 | -1615.1947 | 8891.5345 | -18.1655 | 0.85486 | 1.0451 | 0.64444 | 5.9188 | -9211.6226 | 7875 | 3 | 4 | 9275.3489 | 7454.2812 | 7495.2812 | 72308.3489 | -40.1271
118 | C-CLW-NAP-FC-FP-WC-R100 | -3333.5381 | 1187.1252 | -2146.4129 | 8891.5287 | -24.14 | 0.81362 | 1.045 | 0.61766 | 5.9174 | -11355.6105 | 8075 | 3 | 4 | 9755.979 | 7454.3449 | 7495.3449 | 74388.9791 | -31.1653
119 | C-CLW-NAP-FC-FP-WC-R100 | -2394.8421 | 1187.5393 | -1207.3028 | 8893.0172 | -13.5759 | 0.88935 | 1.045 | 0.66848 | 5.9187 | -7600.1361 | 8625 | 3 | 4 | 8912.2053 | 7455.6492 | 7496.6492 | 77945.2053 | -58.352
120 | C-CLW-NAP-FC-FP-WC-R100 | -1808.9683 | 1188.576 | -620.3923 | 8893.4623 | -6.9758 | 0.94417 | 1.045 | 0.70894 | 5.9177 | -5254.913 | 9125 | 3 | 4 | 8384.6461 | 7456.0143 | 7497.0143 | 81417.6461 | -119.1514
121 | C-CLW-NAP-FC-ET-WC-R60 | -7708.3588 | 1230.6537 | -6477.7051 | 7030.3598 | -92.139 | 0.5686 | 1.1342 | 0.47359 | 5.9226 | -28782.3457 | 4875 | 3 | 4 | 11965.4391 | 5751.5927 | 5792.5927 | 50998.4391 | -6.9787
122 | C-CLW-NAP-FC-ET-WC-R60 | -7361.4199 | 1227.4888 | -6133.9311 | 7038.8792 | -87.1436 | 0.5835 | 1.1336 | 0.47967 | 5.9202 | -27399.8649 | 5125 | 3 | 4 | 11662.6952 | 5759.2272 | 5800.2272 | 52695.6952 | -7.6453
123 | C-CLW-NAP-FC-ET-WC-R60 | -7224.1991 | 1226.8257 | -5997.3734 | 7039.4242 | -85.1969 | 0.58972 | 1.1338 | 0.48374 | 5.9222 | -26852.087 | 5325 | 3 | 4 | 11540.0435 | 5759.6911 | 5800.6911 | 54173.0435 | -8.0656
124 | C-CLW-NAP-FC-ET-WC-R60 | -5860.2753 | 1254.0546 | -4606.2206 | 7045.2607 | -65.3804 | 0.66031 | 1.1336 | 0.54545 | 5.9252 | -21351.0101 | 6900 | 3 | 4 | 10301.7238 | 5765.1745 | 5806.1745 | 65534.7238 | -12.9669
125 | C-CLW-NAP-FC-ET-WC-R60 | -5451.032 | 1251.8935 | -4199.1384 | 7048.9971 | -59.5707 | 0.6843 | 1.1335 | 0.55848 | 5.9257 | -19717.6386 | 7200 | 3 | 4 | 9937.99 | 5768.4944 | 5809.4944 | 67570.9901 | -14.7081
126 | C-CLW-NAP-FC-ET-WC-R60 | -5240.336 | 1250.7644 | -3989.5716 | 7048.4638 | -56.602 | 0.69732 | 1.1336 | 0.56627 | 5.9266 | -18876.7365 | 7500 | 3 | 4 | 9748.5809 | 5768.0424 | 5809.0424 | 69781.581 | -16.0349
127 | C-CLW-NAP-FC-ET-WC-R60 | -4576.6036 | 1272.233 | -3304.3706 | 7049.9188 | -46.871 | 0.74348 | 1.1335 | 0.61245 | 5.9281 | -16186.0262 | 8650 | 3 | 4 | 9139.9236 | 5769.5579 | 5810.5579 | 78372.9237 | -21.9595
128 | C-CLW-NAP-FC-ET-WC-R60 | -4087.5627 | 1269.0398 | -2818.5229 | 7055.2212 | -39.9495 | 0.78013 | 1.1333 | 0.63525 | 5.9283 | -14235.1845 | 9000 | 3 | 4 | 8706.4602 | 5774.3131 | 5815.3131 | 80739.4603 | -26.5828
129 | C-CLW-NAP-FC-ET-WC-R60 | -3743.1103 | 1267.7015 | -2475.4088 | 7055.1204 | -35.0867 | 0.80817 | 1.1332 | 0.65238 | 5.927 | -12859.6053 | 9400 | 3 | 4 | 8397.075 | 5774.1425 | 5815.1425 | 83630.075 | -31.4352
130 | C-CLW-NAP-FC-ET-WC-R60 | -3635.849 | 1290.7406 | -2345.1084 | 7053.5465 | -33.2472 | 0.81946 | 1.1335 | 0.67199 | 5.931 | -12392.1616 | 10625 | 3 | 4 | 8285.7436 | 5773.0618 | 5814.0618 | 93318.7437 | -37.3137
131 | C-CLW-NAP-FC-ET-WC-R60 | -2861.429 | 1287.6621 | -1573.7669 | 7058.1349 | -22.2972 | 0.89271 | 1.1333 | 0.7211 | 5.9307 | -9299.6126 | 11125 | 3 | 4 | 7594.635 | 5777.1131 | 5818.1131 | 96627.6351 | -57.702
132 | C-CLW-NAP-FC-ET-WC-R60 | -2338.6405 | 1283.8987 | -1054.7419 | 7059.7112 | -14.9403 | 0.9496 | 1.133 | 0.76498 | 5.9276 | -7214.731 | 11575 | 3 | 4 | 7127.7251 | 5778.4685 | 5819.4685 | 99760.7251 | -89.0656
133 | C-CLW-NAP-FC-ET-WC-R60 | -2981.7854 | 1305.6101 | -1676.1753 | 7057.6872 | -23.7496 | 0.88202 | 1.133 | 0.71311 | 5.9284 | -9751.1249 | 12375 | 3 | 4 | 7691.9267 | 5776.8392 | 5817.8392 | 106724.9267 | -60.2008
134 | C-CLW-NAP-FC-ET-WC-R60 | -2036.7591 | 1300.425 | -736.3341 | 7060.1673 | -10.4294 | 0.98833 | 1.1329 | 0.79072 | 5.9285 | -5979.6614 | 12925 | 3 | 4 | 6846.7653 | 5779.0775 | 5820.0775 | 110279.7653 | -141.8645
135 | C-CLW-NAP-FC-ET-WC-R60 | -1449.9679 | 1296.2398 | -153.7281 | 7062.5092 | -2.1767 | 1.0681 | 1.1328 | 0.8521 | 5.9281 | -3639.4721 | 13425 | 3 | 4 | 6323.2389 | 5781.1355 | 5822.1355 | 113756.2389 | -702.1102
136 | C-CLW-NAP-FC-FP-WC-R60 | -8232.4465 | 1235.102 | -6997.3445 | 7023.0917 | -99.6334 | 0.54731 | 1.1344 | 0.45786 | 5.9203 | -30871.2826 | 3175 | 3 | 4 | 12427.8525 | 5745.0322 | 5786.0322 | 37860.8525 | -4.5839
137 | C-CLW-NAP-FC-FP-WC-R60 | -7927.6428 | 1235.4544 | -6692.1884 | 7032.9704 | -95.1545 | 0.55982 | 1.1342 | 0.45888 | 5.9239 | -29651.4804 | 3425 | 3 | 4 | 12162.2841 | 5753.9464 | 5794.9464 | 39595.2841 | -5.0507
138 | C-CLW-NAP-FC-FP-WC-R60 | -7846.474 | 1237.6526 | -6608.8214 | 7034.8056 | -93.9446 | 0.5632 | 1.134 | 0.45897 | 5.9216 | -29323.1418 | 3625 | 3 | 4 | 12089.4421 | 5755.5154 | 5796.5154 | 41122.4422 | -5.3453
139 | C-CLW-NAP-FC-FP-WC-R60 | -6752.4388 | 1249.7955 | -5502.6434 | 7039.1042 | -78.1725 | 0.61302 | 1.1339 | 0.50635 | 5.924 | -24926.7628 | 4500 | 3 | 4 | 11101.5749 | 5759.5325 | 5800.5325 | 47134.5749 | -7.5117
140 | C-CLW-NAP-FC-FP-WC-R60 | -6434.7061 | 1252.7389 | -5181.9672 | 7044.0497 | -73.5652 | 0.62921 | 1.1337 | 0.51075 | 5.9245 | -23650.9262 | 4800 | 3 | 4 | 10818.2743 | 5763.9756 | 5804.9756 | 49251.2744 | -8.3841
141 | C-CLW-NAP-FC-FP-WC-R60 | -6236.2952 | 1253.7842 | -4982.5109 | 7043.8048 | -70.7361 | 0.63971 | 1.1338 | 0.51559 | 5.9263 | -22855.5404 | 5100 | 3 | 4 | 10638.9124 | 5763.8036 | 5804.8036 | 51471.9125 | -9.1655
142 | C-CLW-NAP-FC-FP-WC-R60 | -5732.8763 | 1261.0109 | -4471.8653 | 7044.9401 | -63.4763 | 0.66793 | 1.1335 | 0.54784 | 5.9245 | -20829.8202 | 5650 | 3 | 4 | 10182.7355 | 5765.0016 | 5806.0016 | 55415.7355 | -11.0937
143 | C-CLW-NAP-FC-FP-WC-R60 | -5304.5708 | 1264.643 | -4039.9279 | 7049.3272 | -57.3094 | 0.69395 | 1.1332 | 0.56063 | 5.9228 | -19110.545 | 6000 | 3 | 4 | 9798.8979 | 5768.8557 | 5809.8557 | 57831.898 | -12.877
144 | C-CLW-NAP-FC-FP-WC-R60 | -5046.6073 | 1266.5965 | -3780.0108 | 7049.3792 | -53.6219 | 0.711 | 1.1338 | 0.56851 | 5.9301 | -18075.4349 | 6400 | 3 | 4 | 9565.6439 | 5768.9202 | 5809.9202 | 60798.6439 | -14.5472
145 | C-CLW-NAP-FC-FP-WC-R60 | -4938.4304 | 1273.2044 | -3665.226 | 7048.7164 | -51.9985 | 0.71819 | 1.1332 | 0.58774 | 5.9239 | -17631.7143 | 6925 | 3 | 4 | 9463.9353 | 5768.5141 | 5809.5141 | 64896.9353 | -16.1211
146 | C-CLW-NAP-FC-FP-WC-R60 | -4232.9254 | 1276.9493 | -2955.9761 | 7054.7371 | -41.9006 | 0.76914 | 1.1329 | 0.6177 | 5.9233 | -14803.4526 | 7425 | 3 | 4 | 8832.011 | 5773.8158 | 5814.8158 | 68265.0111 | -21.1268
147 | C-CLW-NAP-FC-FP-WC-R60 | -3817.7346 | 1277.9685 | -2539.7662 | 7054.6779 | -36.0012 | 0.80256 | 1.133 | 0.63818 | 5.924 | -13140.991 | 7875 | 3 | 4 | 8457.673 | 5773.7435 | 5814.7435 | 71490.673 | -25.859
148 | C-CLW-NAP-FC-FP-WC-R60 | -4383.5001 | 1283.7173 | -3099.7829 | 7052.5426 | -43.9527 | 0.75843 | 1.1333 | 0.61589 | 5.9275 | -15394.4718 | 8075 | 3 | 4 | 8961.6171 | 5771.9571 | 5812.9571 | 73594.6171 | -21.8666
149 | C-CLW-NAP-FC-FP-WC-R60 | -3535.0532 | 1284.459 | -2250.5942 | 7057.1087 | -31.8912 | 0.82781 | 1.1333 | 0.66107 | 5.9301 | -11999.4478 | 8625 | 3 | 4 | 8201.7552 | 5776.0808 | 5817.0808 | 77234.7552 | -31.7328
150 | C-CLW-NAP-FC-FP-WC-R60 | -3007.5984 | 1284.3461 | -1723.2523 | 7057.8092 | -24.4162 | 0.87754 | 1.1333 | 0.69298 | 5.9303 | -9889.8168 | 9125 | 3 | 4 | 7727.7781 | 5776.7122 | 5817.7122 | 80760.7781 | -43.4893
151 | C-CLW-STR-FC-ET-WC-OFF | -6689.2901 | 814.0534 | -5875.2366 | 7181.1016 | -81.8153 | 0.53611 | 1.0189 | 0.47297 | 5.8013 | -25400.4046 | 4875 | 3 | 4 | 11575.1264 | 6032.8568 | 6073.8568 | 50608.1264 | -7.58
152 | C-CLW-STR-FC-ET-WC-OFF | -6699.0402 | 814.4409 | -5884.5993 | 7181.3158 | -81.9432 | 0.53587 | 1.0192 | 0.46958 | 5.8052 | -25438.7592 | 5125 | 3 | 4 | 11583.7728 | 6032.9854 | 6073.9854 | 52616.7728 | -7.9093
153 | C-CLW-STR-FC-ET-WC-OFF | -6707.6661 | 813.4837 | -5894.1825 | 7181.2062 | -82.0779 | 0.53541 | 1.019 | 0.4677 | 5.8034 | -25474.8584 | 5325 | 3 | 4 | 11592.0749 | 6032.9196 | 6073.9196 | 54225.0749 | -8.1693
154 | C-CLW-STR-FC-ET-WC-OFF | -5547.3341 | 824.7504 | -4722.5837 | 7180.7235 | -65.7675 | 0.58813 | 1.0191 | 0.53838 | 5.8059 | -20814.7523 | 6900 | 3 | 4 | 10540.7638 | 6032.63 | 6073.63 | 65773.7639 | -12.6414
155 | C-CLW-STR-FC-ET-WC-OFF | -5425.9982 | 823.0916 | -4602.9066 | 7180.8417 | -64.0998 | 0.59391 | 1.0188 | 0.54173 | 5.7996 | -20332.1734 | 7200 | 3 | 4 | 10432.6166 | 6032.7009 | 6073.7009 | 68065.6166 | -13.468
156 | C-CLW-STR-FC-ET-WC-OFF | -5345.7094 | 823.4468 | -4522.2626 | 7181.0158 | -62.9752 | 0.59819 | 1.0191 | 0.54565 | 5.8046 | -20010.4263 | 7500 | 3 | 4 | 10360.2086 | 6032.8054 | 6073.8054 | 70393.2087 | -14.2228
157 | C-CLW-STR-FC-ET-WC-OFF | -4603.8455 | 832.4837 | -3771.3618 | 7180.3931 | -52.5231 | 0.63914 | 1.019 | 0.60573 | 5.8051 | -17027.9093 | 8650 | 3 | 4 | 9686.777 | 6032.4317 | 6073.4317 | 78919.7771 | -19.3157
158 | C-CLW-STR-FC-ET-WC-OFF | -4384.6033 | 831.6833 | -3552.92 | 7180.4133 | -49.4807 | 0.65237 | 1.0194 | 0.62179 | 5.811 | -16152.2743 | 9000 | 3 | 4 | 9489.9594 | 6032.4439 | 6073.4439 | 81522.9595 | -21.2359
159 | C-CLW-STR-FC-ET-WC-OFF | -4261.0775 | 831.4482 | -3429.6293 | 7180.5721 | -47.7626 | 0.65994 | 1.0193 | 0.62943 | 5.81 | -15658.563 | 9400 | 3 | 4 | 9379.0266 | 6032.5391 | 6073.5391 | 84612.0266 | -22.9
160 | C-CLW-STR-FC-ET-WC-OFF | -3779.6738 | 843.5528 | -2936.121 | 7180.0665 | -40.8927 | 0.6921 | 1.0193 | 0.67898 | 5.8109 | -13712.7737 | 10625 | 3 | 4 | 8938.2266 | 6032.2358 | 6073.2358 | 93971.2267 | -29.9368
161 | C-CLW-STR-FC-ET-WC-OFF | -3326.3913 | 840.5578 | -2485.8336 | 7179.8783 | -34.6222 | 0.72439 | 1.0194 | 0.72246 | 5.8129 | -11904.6357 | 11125 | 3 | 4 | 8531.9961 | 6032.1228 | 6073.1228 | 97564.9963 | -36.8053
162 | C-CLW-STR-FC-ET-WC-OFF | -3181.3404 | 839.5615 | -2341.779 | 7180.0692 | -32.615 | 0.7352 | 1.0192 | 0.7366 | 5.8087 | -11326.0927 | 11575 | 3 | 4 | 8402.1292 | 6032.2374 | 6073.2374 | 101035.1292 | -40.5512
163 | C-CLW-STR-FC-ET-WC-OFF | -3157.5356 | 851.9739 | -2305.5616 | 7180.0017 | -32.1109 | 0.738 | 1.0192 | 0.73971 | 5.8086 | -11210.1857 | 12375 | 3 | 4 | 8373.2066 | 6032.1969 | 6073.1969 | 107406.2066 | -43.9516
164 | C-CLW-STR-FC-ET-WC-OFF | -2619.6412 | 848.0772 | -1771.564 | 7179.7596 | -24.6744 | 0.78214 | 1.0193 | 0.80581 | 5.812 | -9065.1026 | 12925 | 3 | 4 | 7891.3348 | 6032.0517 | 6073.0517 | 111324.3348 | -59.4115
165 | C-CLW-STR-FC-ET-WC-OFF | -2383.9743 | 846.5997 | -1537.3747 | 7179.7582 | -21.4126 | 0.8029 | 1.019 | 0.83753 | 5.8067 | -8124.8979 | 13425 | 3 | 4 | 7680.1433 | 6032.0508 | 6073.0508 | 115113.1433 | -70.9262
166 | C-CLW-STR-FC-FP-WC-OFF | -7169.4115 | 840.5672 | -6328.8443 | 7181.2429 | -88.1302 | 0.51814 | 1.0189 | 0.44934 | 5.8016 | -27276.7007 | 3175 | 3 | 4 | 11991.4111 | 6032.9416 | 6073.9416 | 37424.4111 | -4.9536
167 | C-CLW-STR-FC-FP-WC-OFF | -7178.1313 | 849.1097 | -6329.0216 | 7181.5048 | -88.1295 | 0.51817 | 1.019 | 0.4457 | 5.8018 | -27297.3424 | 3425 | 3 | 4 | 11994.2622 | 6033.0987 | 6074.0987 | 39427.2623 | -5.2699
168 | C-CLW-STR-FC-FP-WC-OFF | -7185.2467 | 852.5666 | -6332.6801 | 7181.4372 | -88.1812 | 0.51805 | 1.0191 | 0.44287 | 5.803 | -27320.0425 | 3625 | 3 | 4 | 11998.5372 | 6033.0582 | 6074.0582 | 41031.5373 | -5.5202
169 | C-CLW-STR-FC-FP-WC-OFF | -6415.7591 | 855.1628 | -5560.5963 | 7181.1196 | -77.4336 | 0.54942 | 1.019 | 0.48355 | 5.8034 | -24237.7651 | 4500 | 3 | 4 | 11304.298 | 6032.8677 | 6073.8677 | 47337.298 | -7.4207
170 | C-CLW-STR-FC-FP-WC-OFF | -6325.042 | 860.7255 | -5464.3165 | 7181.2248 | -76.0917 | 0.55374 | 1.0193 | 0.48373 | 5.8073 | -23865.6254 | 4800 | 3 | 4 | 11219.3505 | 6032.9308 | 6073.9308 | 49652.3506 | -7.9751
171 | C-CLW-STR-FC-FP-WC-OFF | -6331.4672 | 862.7079 | -5468.7593 | 7181.3413 | -76.1523 | 0.55358 | 1.0193 | 0.48138 | 5.8079 | -23888.0222 | 5100 | 3 | 4 | 11224.0074 | 6033.0007 | 6074.0007 | 52057.0075 | -8.4083
172 | C-CLW-STR-FC-FP-WC-OFF | -5809.5515 | 863.0335 | -4946.518 | 7180.8843 | -68.8845 | 0.5772 | 1.019 | 0.51339 | 5.8031 | -21799.8167 | 5650 | 3 | 4 | 10753.8732 | 6032.7264 | 6073.7264 | 55986.8733 | -10.0906
173 | C-CLW-STR-FC-FP-WC-OFF | -5680.1733 | 866.6575 | -4813.5158 | 7180.8233 | -67.0329 | 0.58372 | 1.0192 | 0.51687 | 5.807 | -21276.264 | 6000 | 3 | 4 | 10635.2311 | 6032.6899 | 6073.6899 | 58668.2312 | -10.9264
174 | C-CLW-STR-FC-FP-WC-OFF | -5605.1134 | 868.9268 | -4736.1865 | 7181.0511 | -65.9539 | 0.58736 | 1.0189 | 0.51692 | 5.8018 | -20972.2421 | 6400 | 3 | 4 | 10566.4358 | 6032.8266 | 6073.8266 | 61799.4358 | -11.7659
175 | C-CLW-STR-FC-FP-WC-OFF | -5272.925 | 871.2766 | -4401.6484 | 7180.6885 | -61.2984 | 0.60451 | 1.0193 | 0.54375 | 5.8084 | -19639.5723 | 6925 | 3 | 4 | 10265.8657 | 6032.609 | 6073.609 | 65698.8658 | -13.5461
176 | C-CLW-STR-FC-FP-WC-OFF | -4986.317 | 873.5197 | -4112.7973 | 7180.5164 | -57.2772 | 0.61988 | 1.0191 | 0.55727 | 5.8065 | -18489.4018 | 7425 | 3 | 4 | 10006.4893 | 6032.5057 | 6073.5057 | 69439.4894 | -15.407
177 | C-CLW-STR-FC-FP-WC-OFF | -4790.9085 | 876.685 | -3914.2235 | 7180.9253 | -54.5086 | 0.63111 | 1.0193 | 0.56784 | 5.8087 | -17702.4922 | 7875 | 3 | 4 | 9828.8946 | 6032.751 | 6073.751 | 72861.8946 | -17.0629
178 | C-CLW-STR-FC-FP-WC-OFF | -4910.8184 | 878.5834 | -4032.235 | 7180.7067 | -56.1537 | 0.62442 | 1.0192 | 0.56195 | 5.8081 | -18178.9681 | 8075 | 3 | 4 | 9935.5807 | 6032.6199 | 6073.6199 | 74568.5807 | -16.9868
179 | C-CLW-STR-FC-FP-WC-OFF | -4488.972 | 881.2877 | -3607.6843 | 7180.571 | -50.2423 | 0.64886 | 1.019 | 0.58704 | 5.8052 | -16487.0751 | 8625 | 3 | 4 | 9554.2007 | 6032.5385 | 6073.5385 | 78587.2007 | -20.0998
180 | C-CLW-STR-FC-FP-WC-OFF | -4304.5442 | 880.7604 | -3423.7838 | 7180.651 | -47.6807 | 0.66003 | 1.0189 | 0.5961 | 5.8027 | -15750.2427 | 9125 | 3 | 4 | 9388.5998 | 6032.5865 | 6073.5865 | 82421.5998 | -22.2993
181 | C-CLW-TOU-CC-ET-WC-R100 | -649.121 | 512.512 | -136.609 | 13523.2383 | -1.0102 | 0.85385 | 0.88311 | 0.56366 | 5.7489 | -1742.2973 | 5750 | 3 | 4 | 12128.8257 | 11846.1198 | 11887.1198 | 58161.8258 | -338.7383
182 | C-CLW-TOU-CC-ET-WC-R100 | -268.4356 | 506.312 | 237.8765 | 13559.508 | 1.7543 | 0.87783 | 0.88301 | 0.57067 | 5.7537 | -229.889 | 6000 | 3 | 4 | 11822.597 | 11878.7836 | 11919.7836 | 59855.5971 | 201.5156
183 | C-CLW-TOU-CC-ET-WC-R100 | -161.3241 | 504.6336 | 343.3095 | 13571.9226 | 2.5296 | 0.88472 | 0.8829 | 0.57185 | 5.7523 | 195.7596 | 6250 | 3 | 4 | 11738.3977 | 11889.9964 | 11930.9964 | 61771.3978 | 145.1763
184 | C-CLW-TOU-CC-ET-WC-R100 | 841.3331 | 536.3047 | 1377.6377 | 13570.6367 | 10.1516 | 0.9602 | 0.88329 | 0.69113 | 5.7715 | 4259.1734 | 8050 | 3 | 4 | 10815.8536 | 11888.872 | 11929.872 | 75248.8537 | 45.962
185 | C-CLW-TOU-CC-ET-WC-R100 | 1262.7687 | 531.6367 | 1794.4054 | 13603.5159 | 13.1907 | 0.99364 | 0.88308 | 0.71764 | 5.7702 | 5937.136 | 8400 | 3 | 4 | 10468.9464 | 11918.4623 | 11959.4623 | 77701.9465 | 36.6375
186 | C-CLW-TOU-CC-ET-WC-R100 | 1466.5783 | 529.4559 | 1996.0341 | 13609.2733 | 14.6667 | 1.0109 | 0.88314 | 0.73877 | 5.7738 | 6748.7396 | 8750 | 3 | 4 | 10291.9616 | 11923.6 | 11964.6 | 80324.9616 | 34.2481
187 | C-CLW-TOU-CC-ET-WC-R100 | 1820.0385 | 554.3159 | 2374.3544 | 13596.1588 | 17.4634 | 1.0454 | 0.88334 | 0.7954 | 5.7812 | 8204.014 | 10075 | 3 | 4 | 9947.2097 | 11911.8906 | 11952.8906 | 90580.2098 | 33.1152
188 | C-CLW-TOU-CC-ET-WC-R100 | 2340.6655 | 550.4292 | 2891.0947 | 13619.628 | 21.2274 | 1.0952 | 0.88322 | 0.85639 | 5.7814 | 10280.0439 | 10525 | 3 | 4 | 9502.0464 | 11932.9792 | 11973.9792 | 93735.0465 | 28.2803
189 | C-CLW-TOU-CC-ET-WC-R100 | 2579.9222 | 547.5376 | 3127.4598 | 13625.1089 | 22.9537 | 1.1199 | 0.88334 | 0.89696 | 5.7887 | 11232.2516 | 10925 | 3 | 4 | 9293.4084 | 11937.924 | 11978.924 | 96726.4084 | 27.0979
190 | C-CLW-TOU-CC-ET-WC-R100 | 2695.6548 | 571.7564 | 3267.4112 | 13614.3829 | 23.9997 | 1.1354 | 0.8834 | 0.89733 | 5.7885 | 11735.5466 | 12375 | 3 | 4 | 9165.0704 | 11928.2654 | 11969.2654 | 108198.0704 | 29.4511
191 | C-CLW-TOU-CC-ET-WC-R100 | 3313.7776 | 567.7816 | 3881.5591 | 13631.161 | 28.4756 | 1.2064 | 0.88337 | 1.0009 | 5.7925 | 14201.4128 | 12925 | 3 | 4 | 8626.2894 | 11943.4216 | 11984.4216 | 112059.2894 | 25.7821
192 | C-CLW-TOU-CC-ET-WC-R100 | 3642.7243 | 565.3069 | 4208.0312 | 13635.667 | 30.8605 | 1.2482 | 0.8835 | 1.0945 | 5.8001 | 15513.0753 | 13425 | 3 | 4 | 8335.745 | 11947.4757 | 11988.4757 | 115768.745 | 24.6624
193 | C-CLW-TOU-CC-ET-WC-R100 | 3283.3529 | 583.3241 | 3866.677 | 13625.0925 | 28.3791 | 1.2049 | 0.88349 | 0.94926 | 5.7962 | 14105.6185 | 14400 | 3 | 4 | 8638.8717 | 11937.9393 | 11978.9393 | 123871.8718 | 28.9378
194 | C-CLW-TOU-CC-ET-WC-R100 | 3965.9852 | 581.3107 | 4547.2959 | 13641.24 | 33.3349 | 1.2946 | 0.88348 | 1.0934 | 5.8009 | 16832.792 | 15000 | 3 | 4 | 8040.24 | 11952.4993 | 11993.4993 | 128073.24 | 25.5272
195 | C-CLW-TOU-CC-ET-WC-R100 | 4410.7769 | 579.1777 | 4989.9547 | 13646.4871 | 36.5659 | 1.3605 | 0.88351 | 1.2343 | 5.8037 | 18608.4039 | 15650 | 3 | 4 | 7645.9382 | 11957.2272 | 11998.2272 | 132878.9382 | 24.2248
196 | C-CLW-TOU-CC-FP-WC-R100 | -1259.431 | 512.127 | -747.304 | 13489.5287 | -5.5399 | 0.81691 | 0.88285 | 0.52588 | 5.7278 | -4184.179 | 3750 | 3 | 4 | 12648.016 | 11815.7955 | 11856.7955 | 42681.016 | -41.2472
197 | C-CLW-TOU-CC-FP-WC-R100 | -943.4303 | 511.7017 | -431.7287 | 13519.6901 | -3.1933 | 0.83535 | 0.88266 | 0.51505 | 5.7265 | -2920.8851 | 4000 | 3 | 4 | 12391.0092 | 11842.9292 | 11883.9292 | 44424.0092 | -75.3716
198 | C-CLW-TOU-CC-FP-WC-R100 | -824.409 | 512.5739 | -311.8351 | 13529.1449 | -2.3049 | 0.84274 | 0.88279 | 0.51377 | 5.7347 | -2443.3461 | 4250 | 3 | 4 | 12291.8721 | 11851.4186 | 11892.4186 | 46324.8721 | -110.4188
199 | C-CLW-TOU-CC-FP-WC-R100 | -118.9447 | 526.7101 | 407.7653 | 13538.4079 | 3.0119 | 0.88912 | 0.88295 | 0.58567 | 5.7457 | 402.0712 | 5250 | 3 | 4 | 11656.842 | 11859.815 | 11900.815 | 53689.8421 | 102.483
200 | C-CLW-TOU-CC-FP-WC-R100 | 297.6688 | 527.6991 | 825.3679 | 13568.0464 | 6.0832 | 0.91816 | 0.88287 | 0.59024 | 5.7492 | 2070.1736 | 5600 | 3 | 4 | 11307.9369 | 11886.4613 | 11927.4613 | 56140.937 | 53.5682
201 | C-CLW-TOU-CC-FP-WC-R100 | 472.0027 | 527.8118 | 999.8145 | 13577.1592 | 7.3639 | 0.9308 | 0.8828 | 0.59494 | 5.749 | 2767.697 | 5950 | 3 | 4 | 11159.202 | 11894.6953 | 11935.6953 | 58792.202 | 46.8652
202 | C-CLW-TOU-CC-FP-WC-R100 | 707.8799 | 537.6151 | 1245.495 | 13564.7409 | 9.1819 | 0.94963 | 0.88301 | 0.63995 | 5.7566 | 3727.5447 | 6575 | 3 | 4 | 10929.9003 | 11883.5818 | 11924.5818 | 63562.9003 | 41.4601
203 | C-CLW-TOU-CC-FP-WC-R100 | 1216.4542 | 539.0594 | 1755.5136 | 13594.2345 | 12.9137 | 0.99049 | 0.88311 | 0.65935 | 5.7686 | 5764.2491 | 7025 | 3 | 4 | 10497.8086 | 11910.0839 | 11951.0839 | 66730.8087 | 31.2044
204 | C-CLW-TOU-CC-FP-WC-R100 | 1395.8666 | 541.2383 | 1937.1049 | 13601.7054 | 14.2416 | 1.0057 | 0.88302 | 0.66967 | 5.766 | 6485.5303 | 7425 | 3 | 4 | 10341.7277 | 11916.7935 | 11957.7935 | 69774.7277 | 29.8471
205 | C-CLW-TOU-CC-FP-WC-R100 | 1378.1814 | 547.0289 | 1925.2103 | 13585.7329 | 14.1708 | 1.0049 | 0.88306 | 0.68136 | 5.7646 | 6424.4403 | 8075 | 3 | 4 | 10339.8613 | 11902.4591 | 11943.4591 | 74972.8614 | 32.739
206 | C-CLW-TOU-CC-FP-WC-R100 | 1991.8148 | 550.8716 | 2542.6864 | 13613.7599 | 18.6773 | 1.0607 | 0.88306 | 0.72283 | 5.7714 | 8885.3786 | 8625 | 3 | 4 | 9810.4699 | 11927.6634 | 11968.6634 | 78843.4699 | 26.3008
207 | C-CLW-TOU-CC-FP-WC-R100 | 2230.5225 | 552.6315 | 2783.154 | 13619.5235 | 20.435 | 1.0841 | 0.88308 | 0.74056 | 5.7746 | 9843.1424 | 9125 | 3 | 4 | 9599.7891 | 11932.8857 | 11973.8857 | 82632.7891 | 25.3881
208 | C-CLW-TOU-CC-FP-WC-R100 | 1879.8031 | 554.5968 | 2434.3999 | 13602.3594 | 17.8969 | 1.0506 | 0.88311 | 0.71097 | 5.7713 | 8443.5405 | 9400 | 3 | 4 | 9898.8373 | 11917.4429 | 11958.4429 | 85131.8374 | 30.0581
209 | C-CLW-TOU-CC-FP-WC-R100 | 2536.0585 | 558.1414 | 3094.1999 | 13622.4127 | 22.714 | 1.1161 | 0.88309 | 0.77005 | 5.7751 | 11074.4695 | 10000 | 3 | 4 | 9324.0382 | 11935.4332 | 11976.4332 | 89357.0382 | 25.0083
210 | C-CLW-TOU-CC-FP-WC-R100 | 2889.1923 | 559.5019 | 3448.6942 | 13628.5498 | 25.3049 | 1.1551 | 0.88328 | 0.8057 | 5.7866 | 12489.2725 | 10650 | 3 | 4 | 9010.9868 | 11941.0178 | 11982.0178 | 94243.9868 | 23.8531
211 | C-CLW-TOU-CC-ET-WC-R60 | -1031.2222 | 627.3889 | -403.8333 | 15702.3026 | -2.5718 | 0.8449 | 0.88443 | 0.57086 | 5.7867 | -3079.2407 | 5750 | 3 | 4 | 14326.0984 | 13767.4159 | 13808.4159 | 60359.0984 | -115.272
212 | C-CLW-TOU-CC-ET-WC-R60 | -607.6666 | 620.7789 | 13.1123 | 15756.3355 | 0.083219 | 0.86715 | 0.88416 | 0.57311 | 5.7859 | -1396.0349 | 6000 | 3 | 4 | 13997.4408 | 13816.0134 | 13857.0134 | 62030.4409 | 3673.9083
213 | C-CLW-TOU-CC-ET-WC-R60 | -474.017 | 618.2934 | 144.2765 | 15774.8933 | 0.9146 | 0.87449 | 0.88421 | 0.57617 | 5.7924 | -865.5789 | 6250 | 3 | 4 | 13895.3294 | 13832.7107 | 13873.7107 | 63928.3295 | 346.9355
214 | C-CLW-TOU-CC-ET-WC-R60 | 596.3686 | 648.518 | 1244.8866 | 15780.1311 | 7.8889 | 0.94096 | 0.88444 | 0.68338 | 5.8055 | 3466.3377 | 8050 | 3 | 4 | 12918.6296 | 13837.5034 | 13878.5034 | 77351.6296 | 50.9871
215 | C-CLW-TOU-CC-ET-WC-R60 | 1044.2722 | 642.7016 | 1686.9738 | 15834.3667 | 10.6539 | 0.96995 | 0.88426 | 0.70072 | 5.8095 | 5248.258 | 8400 | 3 | 4 | 12567.7864 | 13886.311 | 13927.311 | 79800.7864 | 39.0483
216 | C-CLW-TOU-CC-ET-WC-R60 | 1252.2029 | 640.0918 | 1892.2947 | 15845.2696 | 11.9423 | 0.98406 | 0.88418 | 0.71609 | 5.8078 | 6075.6314 | 8750 | 3 | 4 | 12392.0384 | 13896.116 | 13937.116 | 82425.0384 | 36.1931
217 | C-CLW-TOU-CC-ET-WC-R60 | 1701.156 | 664.6084 | 2365.7644 | 15822.1278 | 14.9523 | 1.0192 | 0.88447 | 0.78315 | 5.8177 | 7912.3046 | 10075 | 3 | 4 | 11952.5292 | 13875.3707 | 13916.3707 | 92585.5293 | 33.2532
218 | C-CLW-TOU-CC-ET-WC-R60 | 2212.3628 | 660.3027 | 2872.6655 | 15862.8936 | 18.1093 | 1.0583 | 0.88425 | 0.82387 | 5.8157 | 9949.9557 | 10525 | 3 | 4 | 11531.6283 | 13912.0178 | 13953.0178 | 95764.6284 | 28.4793
219 | C-CLW-TOU-CC-ET-WC-R60 | 2486.6314 | 658.0121 | 3144.6435 | 15869.6278 | 19.8155 | 1.081 | 0.88443 | 0.85865 | 5.8259 | 11043.2126 | 10925 | 3 | 4 | 11292.2339 | 13918.0653 | 13959.0653 | 98725.2339 | 26.9557
220 | C-CLW-TOU-CC-ET-WC-R60 | 2621.455 | 680.7902 | 3302.2452 | 15851.3463 | 20.8326 | 1.0948 | 0.88436 | 0.8684 | 5.8192 | 11620.4704 | 12375 | 3 | 4 | 11140.85 | 13901.6846 | 13942.6846 | 110173.8501 | 29.1411
221 | C-CLW-TOU-CC-ET-WC-R60 | 3322.6962 | 675.6551 | 3998.3513 | 15882.0304 | 25.1753 | 1.1584 | 0.88435 | 0.96451 | 5.8259 | 14416.8766 | 12925 | 3 | 4 | 10540.4619 | 13929.328 | 13970.328 | 113973.4619 | 25.0111
222 | C-CLW-TOU-CC-ET-WC-R60 | 3638.2408 | 673.2363 | 4311.4771 | 15888.7318 | 27.1354 | 1.1896 | 0.8844 | 1.0211 | 5.8304 | 15675.0238 | 13425 | 3 | 4 | 10263.9733 | 13935.3914 | 13976.3914 | 117696.9733 | 24.0569
223 | C-CLW-TOU-CC-ET-WC-R60 | 3286.0076 | 692.639 | 3978.6466 | 15868.8039 | 25.0721 | 1.1568 | 0.88438 | 0.91731 | 5.825 | 14298.4286 | 14400 | 3 | 4 | 10551.4299 | 13917.4723 | 13958.4723 | 125784.43 | 28.1065
224 | C-CLW-TOU-CC-ET-WC-R60 | 4054.9647 | 688.2398 | 4743.2045 | 15894.9574 | 29.8409 | 1.2355 | 0.88442 | 1.0492 | 5.8332 | 17366.9252 | 15000 | 3 | 4 | 9885.5176 | 13941.0069 | 13982.0069 | 129918.5176 | 24.4427
225 | C-CLW-TOU-CC-ET-WC-R60 | 4469.43 | 684.8869 | 5154.3169 | 15903.2055 | 32.4106 | 1.2826 | 0.88445 | 1.1503 | 5.8362 | 19019.1982 | 15650 | 3 | 4 | 9521.9391 | 13948.415 | 13989.415 | 134754.9391 | 23.43
226 | C-CLW-TOU-CC-FP-WC-R60 | -1678.9187 | 628.0842 | -1050.8345 | 15658.99 | -6.7107 | 0.81195 | 0.88429 | 0.53751 | 5.7694 | -5668.8678 | 3750 | 3 | 4 | 14869.5809 | 13728.3921 | 13769.3921 | 44902.5809 | -29.6271
227 | C-CLW-TOU-CC-FP-WC-R60 | -1300.7039 | 626.7215 | -673.9824 | 15696.9773 | -4.2937 | 0.83085 | 0.88433 | 0.52938 | 5.7802 | -4158.2798 | 4000 | 3 | 4 | 14564.1949 | 13762.5839 | 13803.5839 | 46597.195 | -48.6565
228 | C-CLW-TOU-CC-FP-WC-R60 | -1177.7942 | 627.0324 | -550.7618 | 15709.0078 | -3.506 | 0.83711 | 0.88425 | 0.52601 | 5.7786 | -3666.1226 | 4250 | 3 | 4 | 14464.2102 | 13773.3901 | 13814.3901 | 48497.2103 | -62.9725
229 | C-CLW-TOU-CC-FP-WC-R60 | -412.8415 | 639.9095 | 227.0679 | 15728.0147 | 1.4437 | 0.87931 | 0.88438 | 0.59428 | 5.7904 | -584.8504 | 5250 | 3 | 4 | 13785.172 | 13790.5628 | 13831.5628 | 55818.172 | 184.9077
230 | C-CLW-TOU-CC-FP-WC-R60 | 40.6742 | 639.7827 | 680.4569 | 15771.7006 | 4.3144 | 0.90572 | 0.88437 | 0.59538 | 5.8001 | 1229.0013 | 5600 | 3 | 4 | 13416.4368 | 13829.9049 | 13870.9049 | 58249.4368 | 65.2187
231 | C-CLW-TOU-CC-FP-WC-R60 | 245.1494 | 640.2229 | 885.3723 | 15786.9739 | 5.6082 | 0.91787 | 0.88409 | 0.59899 | 5.7899 | 2047.6358 | 5950 | 3 | 4 | 13245.8439 | 13843.6331 | 13884.6331 | 60878.8439 | 53.0785
232 | C-CLW-TOU-CC-FP-WC-R60 | 507.638 | 649.8132 | 1157.4512 | 15774.4229 | 7.3375 | 0.93514 | 0.88424 | 0.64548 | 5.7948 | 3113.5739 | 6575 | 3 | 4 | 12992.5953 | 13832.3678 | 13873.3678 | 65625.5953 | 44.7122
233 | C-CLW-TOU-CC-FP-WC-R60 | 1007.285 | 649.9991 | 1657.2841 | 15813.7381 | 10.48 | 0.96806 | 0.88428 | 0.65491 | 5.8054 | 5112.4718 | 7025 | 3 | 4 | 12578.1786 | 13867.7527 | 13908.7527 | 68811.1787 | 33.128
234 | C-CLW-TOU-CC-FP-WC-R60 | 1231.7952 | 651.7167 | 1883.5119 | 15825.7452 | 11.9016 | 0.98358 | 0.88417 | 0.66445 | 5.8033 | 6013.3752 | 7425 | 3 | 4 | 12385.8982 | 13878.5595 | 13919.5595 | 71818.8982 | 30.7401
235 | C-CLW-TOU-CC-FP-WC-R60 | 1270.0941 | 658.2747 | 1928.3687 | 15804.533 | 12.2014 | 0.98704 | 0.88429 | 0.68859 | 5.8045 | 6177.5007 | 8075 | 3 | 4 | 12328.4534 | 13859.5181 | 13900.5181 | 76961.4535 | 32.7017
236 | C-CLW-TOU-CC-FP-WC-R60 | 1915.2976 | 660.6072 | 2575.9048 | 15847.2736 | 16.2546 | 1.0348 | 0.88425 | 0.71873 | 5.8123 | 8762.2023 | 8625 | 3 | 4 | 11784.7866 | 13897.9698 | 13938.9698 | 80817.7866 | 25.9632
237 | C-CLW-TOU-CC-FP-WC-R60 | 2164.9514 | 662.384 | 2827.3354 | 15857.0049 | 17.8302 | 1.0546 | 0.88417 | 0.73137 | 5.8106 | 9763.7788 | 9125 | 3 | 4 | 11567.7635 | 13906.7164 | 13947.7164 | 84600.7635 | 24.9893
238 | C-CLW-TOU-CC-FP-WC-R60 | 1798.1726 | 664.8625 | 2463.0351 | 15829.6807 | 15.5596 | 1.0263 | 0.88422 | 0.71238 | 5.8068 | 8300.7945 | 9400 | 3 | 4 | 11871.8115 | 13882.1187 | 13923.1187 | 87104.8116 | 29.712
239 | C-CLW-TOU-CC-FP-WC-R60 | 2509.3467 | 667.594 | 3176.9406 | 15864.7326 | 20.0252 | 1.0837 | 0.88429 | 0.76123 | 5.8186 | 11150.0433 | 10000 | 3 | 4 | 11261.6831 | 13913.7044 | 13954.7044 | 91294.6831 | 24.3442
240 | C-CLW-TOU-CC-FP-WC-R60 | 2851.3381 | 668.8485 | 3520.1866 | 15875.5889 | 22.1736 | 1.1137 | 0.88438 | 0.78499 | 5.8253 | 12520.0999 | 10650 | 3 | 4 | 10962.9197 | 13923.4723 | 13964.4723 | 96195.9197 | 23.36
241 | C-CLW-TOU-FC-ET-WC-OFF | -7798.1251 | 1063.7939 | -6734.3312 | 4160.7699 | -161.853 | 0.45546 | 1.2718 | 0.49677 | 5.7217 | -29419.5106 | 4875 | 3 | 4 | 9628.2902 | 3234.4609 | 3275.4609 | 48661.2902 | -6.7395
242 | C-CLW-TOU-FC-ET-WC-OFF | -7682.0737 | 1065.5118 | -6616.5619 | 4160.7258 | -159.0242 | 0.46022 | 1.2712 | 0.49563 | 5.7173 | -28952.4418 | 5125 | 3 | 4 | 9522.8004 | 3234.4344 | 3275.4344 | 50555.8004 | -7.1458
243 | C-CLW-TOU-FC-ET-WC-OFF | -7623.9932 | 1065.8119 | -6558.1813 | 4160.9614 | -157.6122 | 0.46271 | 1.2711 | 0.49661 | 5.7162 | -28719.6196 | 5325 | 3 | 4 | 9470.4612 | 3234.5758 | 3275.5758 | 52103.4613 | -7.4453
244 | C-CLW-TOU-FC-ET-WC-OFF | -6191.3739 | 1081.11 | -5110.2639 | 4160.0946 | -122.8401 | 0.53523 | 1.2719 | 0.58509 | 5.7234 | -22963.6455 | 6900 | 3 | 4 | 8171.4159 | 3234.0557 | 3275.0557 | 63404.4159 | -11.7664
245 | C-CLW-TOU-FC-ET-WC-OFF | -5959.3325 | 1083.371 | -4875.9615 | 4160.3717 | -117.2001 | 0.54868 | 1.2709 | 0.59306 | 5.7151 | -22031.7117 | 7200 | 3 | 4 | 7961.3651 | 3234.222 | 3275.222 | 65594.3652 | -12.7809
246 | C-CLW-TOU-FC-ET-WC-OFF | -5797.6351 | 1084.1149 | -4713.5202 | 4160.235 | -113.2994 | 0.55915 | 1.2718 | 0.60179 | 5.7227 | -21383.6822 | 7500 | 3 | 4 | 7815.3309 | 3234.1399 | 3275.1399 | 67848.331 | -13.6996
247 | C-CLW-TOU-FC-ET-WC-OFF | -5005.1185 | 1093.9914 | -3911.127 | 4159.6454 | -94.0255 | 0.61477 | 1.272 | 0.67512 | 5.7249 | -18197.1549 | 8650 | 3 | 4 | 7095.8417 | 3233.7862 | 3274.7862 | 76328.8418 | -18.6785
248 | C-CLW-TOU-FC-ET-WC-OFF | -4599.3736 | 1096.4373 | -3502.9362 | 4159.5423 | -84.2145 | 0.64762 | 1.2722 | 0.70365 | 5.7266 | -16570.0987 | 9000 | 3 | 4 | 6729.1096 | 3233.7243 | 3274.7243 | 78762.1097 | -21.5497
249 | C-CLW-TOU-FC-ET-WC-OFF | -4471.7418 | 1094.4908 | -3377.251 | 4159.6889 | -81.19 | 0.6583 | 1.272 | 0.71437 | 5.7246 | -16062.8158 | 9400 | 3 | 4 | 6615.5301 | 3233.8123 | 3274.8123 | 81848.5301 | -23.2656
250 | C-CLW-TOU-FC-ET-WC-OFF | -4067.3957 | 1109.2254 | -2958.1703 | 4158.9714 | -71.1274 | 0.69717 | 1.2723 | 0.76756 | 5.728 | -14420.8738 | 10625 | 3 | 4 | 6242.3799 | 3233.3818 | 3274.3818 | 91275.3799 | -29.7485
251 | C-CLW-TOU-FC-ET-WC-OFF | -3375.9862 | 1107.0607 | -2268.9256 | 4158.8056 | -54.5571 | 0.77193 | 1.2723 | 0.84592 | 5.7284 | -11658.8438 | 11125 | 3 | 4 | 5621.3268 | 3233.2823 | 3274.2823 | 94654.3269 | -40.2746
252 | C-CLW-TOU-FC-ET-WC-OFF | -3130.0675 | 1105.7651 | -2024.3024 | 4159.0489 | -48.6722 | 0.8022 | 1.2719 | 0.8797 | 5.7246 | -10677.3281 | 11575 | 3 | 4 | 5400.9167 | 3233.4283 | 3274.4283 | 98033.9167 | -46.8109
253 | C-CLW-TOU-FC-ET-WC-OFF | -3352.1388 | 1120.5067 | -2231.6321 | 4158.8872 | -53.6594 | 0.77635 | 1.2722 | 0.8483 | 5.7272 | -11541.0439 | 12375 | 3 | 4 | 5591.8458 | 3233.3313 | 3274.3313 | 104624.8458 | -45.4154
254 | C-CLW-TOU-FC-ET-WC-OFF | -2521.9451 | 1116.92 | -1405.0251 | 4158.8399 | -33.7841 | 0.89163 | 1.2721 | 0.98098 | 5.7267 | -8226.2471 | 12925 | 3 | 4 | 4846.7805 | 3233.3029 | 3274.3029 | 108279.7805 | -74.7357
255 | C-CLW-TOU-FC-ET-WC-OFF | -2298.0346 | 1114.8306 | -1183.204 | 4158.663 | -28.4515 | 0.92864 | 1.2721 | 1.0204 | 5.7269 | -7334.0875 | 13425 | 3 | 4 | 4646.4611 | 3233.1968 | 3274.1968 | 112079.4611 | -91.9582
256 | C-CLW-TOU-FC-FP-WC-OFF | -8252.3285 | 1088.0629 | -7164.2656 | 4160.9398 | -172.179 | 0.43803 | 1.2714 | 0.47469 | 5.7181 | -31195.8757 | 3175 | 3 | 4 | 10022.5793 | 3234.5628 | 3275.5628 | 35455.5793 | -4.4917
257 | C-CLW-TOU-FC-FP-WC-OFF | -8267.6134 | 1102.1653 | -7165.448 | 4160.8854 | -172.2097 | 0.43812 | 1.2718 | 0.46802 | 5.7212 | -31233.5112 | 3425 | 3 | 4 | 10027.8589 | 3234.5302 | 3275.5302 | 37460.859 | -4.7709
258 | C-CLW-TOU-FC-FP-WC-OFF | -8253.4792 | 1106.371 | -7147.1082 | 4160.8758 | -171.7693 | 0.43856 | 1.271 | 0.46559 | 5.7153 | -31169.9651 | 3625 | 3 | 4 | 10012.6022 | 3234.5244 | 3275.5244 | 39045.6022 | -5.0048
259 | C-CLW-TOU-FC-FP-WC-OFF | -7221.1039 | 1110.8261 | -6110.2778 | 4160.3925 | -146.8678 | 0.483 | 1.2715 | 0.52118 | 5.7201 | -27033.0387 | 4500 | 3 | 4 | 9080.532 | 3234.2344 | 3275.2344 | 45113.5321 | -6.8472
260 | C-CLW-TOU-FC-FP-WC-OFF | -7003.951 | 1120.6208 | -5883.3302 | 4160.5048 | -141.409 | 0.49392 | 1.2715 | 0.5235 | 5.7199 | -26148.1027 | 4800 | 3 | 4 | 8879.2538 | 3234.3018 | 3275.3018 | 47312.2538 | -7.485
261 | C-CLW-TOU-FC-FP-WC-OFF | -6939.8663 | 1124.2421 | -5815.6242 | 4160.5514 | -139.7801 | 0.49738 | 1.2718 | 0.52362 | 5.7218 | -25885.7283 | 5100 | 3 | 4 | 8819.4531 | 3234.3298 | 3275.3298 | 49652.4532 | -7.9746
262 | C-CLW-TOU-FC-FP-WC-OFF | -6360.3946 | 1124.1654 | -5236.2292 | 4160.1112 | -125.8675 | 0.52794 | 1.2716 | 0.5671 | 5.7212 | -23567.9693 | 5650 | 3 | 4 | 8297.755 | 3234.0657 | 3275.0657 | 53530.7551 | -9.5977
263 | C-CLW-TOU-FC-FP-WC-OFF | -6076.2529 | 1131.7616 | -4944.4913 | 4160.1378 | -118.854 | 0.5449 | 1.2717 | 0.57697 | 5.7218 | -22418.7421 | 6000 | 3 | 4 | 8037.4418 | 3234.0816 | 3275.0816 | 56070.4418 | -10.6776
264 | C-CLW-TOU-FC-FP-WC-OFF | -5915.5166 | 1135.9634 | -4779.5532 | 4160.3195 | -114.8843 | 0.55477 | 1.2713 | 0.58125 | 5.7181 | -21768.7941 | 6400 | 3 | 4 | 7890.3578 | 3234.1906 | 3275.1906 | 59123.3578 | -11.6848
265 | C-CLW-TOU-FC-FP-WC-OFF | -6508.3462 | 1120.4545 | -5387.8917 | 4160.4039 | -129.5041 | 0.51962 | 1.2717 | 0.548 | 5.7216 | -24165.9606 | 5295.31 | 3 | 4 | 8433.2705 | 3234.2413 | 3275.2413 | 50828.7505 | -8.826
266 | C-CLW-TOU-FC-FP-WC-OFF | -5146.2359 | 1143.0133 | -4003.2227 | 4159.9137 | -96.2333 | 0.60775 | 1.2718 | 0.63927 | 5.7228 | -18679.9216 | 7425 | 3 | 4 | 7193.5391 | 3233.9472 | 3274.9472 | 66626.5392 | -15.8251
267 | C-CLW-TOU-FC-FP-WC-OFF | -4998.366 | 1146.0033 | -3852.3626 | 4159.7634 | -92.6101 | 0.61922 | 1.2719 | 0.64507 | 5.7236 | -18083.4583 | 7875 | 3 | 4 | 7058.6248 | 3233.857 | 3274.857 | 70091.6248 | -17.3444
268 | C-CLW-TOU-FC-FP-WC-OFF | -5165.8525 | 1145.6058 | -4020.2466 | 4159.7066 | -96.6474 | 0.60659 | 1.2721 | 0.64541 | 5.7251 | -18754.0668 | 8075 | 3 | 4 | 7209.5462 | 3233.8229 | 3274.8229 | 71842.5463 | -17.0556
269 | C-CLW-TOU-FC-FP-WC-OFF | -4530.6853 | 1150.585 | -3380.1003 | 4159.6873 | -81.2585 | 0.65775 | 1.2714 | 0.68714 | 5.7202 | -16205.0996 | 8625 | 3 | 4 | 6634.8931 | 3233.8113 | 3274.8113 | 75667.8931 | -21.4174
270 | C-CLW-TOU-FC-FP-WC-OFF | -4354.7014 | 1154.754 | -3199.9474 | 4159.7904 | -76.9257 | 0.67388 | 1.2714 | 0.69795 | 5.7203 | -15494.2156 | 9125 | 3 | 4 | 6474.0494 | 3233.8732 | 3274.8732 | 79507.0494 | -23.8229
271 | C-CLW-TOU-FC-ET-WC-R100 | -1865.5838 | 413.455 | -1452.1288 | 11366.0276 | -12.776 | 0.76602 | 0.88859 | 0.44306 | 5.8023 | -6773.2437 | 4875 | 3 | 4 | 11368.0996 | 9930.8898 | 9971.8898 | 50401.0996 | -27.8413
272 | C-CLW-TOU-FC-ET-WC-R100 | -1510.5824 | 406.5301 | -1104.0523 | 11390.2423 | -9.693 | 0.78758 | 0.88857 | 0.44543 | 5.8091 | -5364.7795 | 5125 | 3 | 4 | 11074.5766 | 9952.6784 | 9993.6784 | 52107.5767 | -38.1448
273 | C-CLW-TOU-FC-ET-WC-R100 | -1389.8032 | 404.8145 | -984.9887 | 11395.6772 | -8.6435 | 0.79506 | 0.88843 | 0.45051 | 5.8043 | -4884.5221 | 5325 | 3 | 4 | 10971.7341 | 9957.5685 | 9998.5685 | 53604.7342 | -44.2707
274 | C-CLW-TOU-FC-ET-WC-R100 | -522.5757 | 435.8643 | -86.7114 | 11398.6244 | -0.76072 | 0.85733 | 0.88849 | 0.51419 | 5.8095 | -1363.8624 | 6900 | 3 | 4 | 10175.3866 | 9960.2969 | 10001.2969 | 65408.3866 | -638.9825
275 | C-CLW-TOU-FC-ET-WC-R100 | -150.5337 | 430.3898 | 279.8561 | 11416.8142 | 2.4513 | 0.88563 | 0.88852 | 0.53226 | 5.8167 | 115.1815 | 7200 | 3 | 4 | 9860.2168 | 9976.6755 | 10017.6755 | 67493.2168 | 205.3754
276 | C-CLW-TOU-FC-ET-WC-R100 | 38.6961 | 428.7535 | 467.4496 | 11418.1368 | 4.0939 | 0.90065 | 0.88836 | 0.54523 | 5.8106 | 869.3737 | 7500 | 3 | 4 | 9692.0717 | 9977.8942 | 10018.8942 | 69725.0718 | 127.7275
277 | C-CLW-TOU-FC-ET-WC-R100 | 438.0933 | 453.2859 | 891.3792 | 11414.7665 | 7.809 | 0.93696 | 0.88839 | 0.58648 | 5.8111 | 2507.8498 | 8650 | 3 | 4 | 9314.8882 | 9974.878 | 10015.878 | 78547.8883 | 76.8831
278 | C-CLW-TOU-FC-ET-WC-R100 | 839.1596 | 449.8218 | 1288.9814 | 11424.078 | 11.283 | 0.97366 | 0.88838 | 0.61564 | 5.814 | 4106.3414 | 9000 | 3 | 4 | 8964.4519 | 9983.2878 | 10024.2878 | 80997.4519 | 55.0614
279 | C-CLW-TOU-FC-ET-WC-R100 | 1108.5637 | 446.2791 | 1554.8428 | 11427.4529 | 13.6062 | 0.9998 | 0.88833 | 0.64347 | 5.8133 | 5178.0532 | 9400 | 3 | 4 | 8727.1692 | 9986.3476 | 10027.3476 | 83960.1692 | 47.55
280 | C-CLW-TOU-FC-ET-WC-R100 | 1207.2741 | 471.4732 | 1678.7473 | 11420.1023 | 14.6999 | 1.0128 | 0.88855 | 0.65143 | 5.8217 | 5614.885 | 10625 | 3 | 4 | 8616.6691 | 9979.7793 | 10020.7793 | 93649.6692 | 49.8162
281 | C-CLW-TOU-FC-ET-WC-R100 | 1854.5384 | 467.5353 | 2322.0737 | 11431.0201 | 20.3138 | 1.084 | 0.88835 | 0.7243 | 5.8163 | 8197.3792 | 11125 | 3 | 4 | 8046.2957 | 9989.6037 | 10030.6037 | 97079.2958 | 37.4875
282 | C-CLW-TOU-FC-ET-WC-R100 | 2143.4842 | 464.8838 | 2608.368 | 11433.819 | 22.8127 | 1.1189 | 0.88818 | 0.76816 | 5.8093 | 9348.7431 | 11575 | 3 | 4 | 7790.3329 | 9992.1126 | 10033.1126 | 100423.3329 | 34.6539
283 | C-CLW-TOU-FC-ET-WC-R100 | 1854.2458 | 483.6401 | 2337.886 | 11427.938 | 20.4576 | 1.0859 | 0.88832 | 0.70711 | 5.8144 | 8223.0502 | 12375 | 3 | 4 | 8034.1754 | 9986.8637 | 10027.8637 | 107067.1754 | 41.5073
284 | C-CLW-TOU-FC-ET-WC-R100 | 2567.2798 | 480.7569 | 3048.0367 | 11436.0833 | 26.6528 | 1.1775 | 0.88819 | 0.81426 | 5.8107 | 11070.3807 | 12925 | 3 | 4 | 7401.4579 | 9994.1709 | 10035.1709 | 110834.4579 | 33.0702
285 | C-CLW-TOU-FC-ET-WC-R100 | 2919.4693 | 479.4368 | 3398.9062 | 11439.0203 | 29.7133 | 1.2288 | 0.88826 | 0.88406 | 5.8138 | 12476.9388 | 13425 | 3 | 4 | 7087.8623 | 9996.7648 | 10037.7648 | 114520.8623 | 30.7402
286 | C-CLW-TOU-FC-FP-WC-R100 | -2358.4027 | 414.4364 | -1943.9663 | 11350.2727 | -17.127 | 0.73773 | 0.88883 | 0.42229 | 5.8079 | -8742.8834 | 3175 | 3 | 4 | 11796.869 | 9916.7001 | 9957.7001 | 37229.869 | -14.0291
287 | C-CLW-TOU-FC-FP-WC-R100 | -2021.3644 | 414.562 | -1606.8024 | 11369.0186 | -14.1332 | 0.7569 | 0.88857 | 0.41671 | 5.8022 | -7394.5209 | 3425 | 3 | 4 | 11510.3109 | 9933.564 | 9974.564 | 38943.311 | -18.0288
288 | C-CLW-TOU-FC-FP-WC-R100 | -1931.3918 | 415.6804 | -1515.7114 | 11372.4971 | -13.3279 | 0.7623 | 0.88859 | 0.4165 | 5.8039 | -7032.7666 | 3625 | 3 | 4 | 11431.7849 | 9936.675 | 9977.675 | 40464.785 | -20.1141
289 | C-CLW-TOU-FC-FP-WC-R100 | -1260.3806 | 429.1845 | -831.1961 | 11380.3408 | -7.3038 | 0.80503 | 0.88851 | 0.46313 | 5.8035 | -4326.2151 | 4500 | 3 | 4 | 10826.9078 | 9943.7914 | 9984.7914 | 46859.9078 | -44.3639
290 | C-CLW-TOU-FC-FP-WC-R100 | -940.11 | 430.1097 | -510.0002 | 11396.4733 | -4.4751 | 0.82682 | 0.88846 | 0.46419 | 5.8067 | -3043.5904 | 4800 | 3 | 4 | 10552.6217 | 9958.3252 | 9999.3252 | 48985.6218 | -76.4437
291 | C-CLW-TOU-FC-FP-WC-R100 | -782.6074 | 432.5832 | -350.0242 | 11401.3082 | -3.07 | 0.83813 | 0.88849 | 0.46731 | 5.8088 | -2409.4577 | 5100 | 3 | 4 | 10413.6657 | 9962.6325 | 10003.6325 | 51246.6658 | -117.8291
292 | C-CLW-TOU-FC-FP-WC-R100 | -478.6163 | 440.3673 | -38.249 | 11396.2524 | -0.33563 | 0.86091 | 0.88844 | 0.50209 | 5.8062 | -1180.5197 | 5650 | 3 | 4 | 10130.9844 | 9958.1587 | 9999.1587 | 55363.9844 | -1186.04
293 | C-CLW-TOU-FC-FP-WC-R100 | -146.4643 | 442.0937 | 295.6293 | 11410.264 | 2.5909 | 0.88681 | 0.88844 | 0.50664 | 5.8108 | 150.9655 | 6000 | 3 | 4 | 9843.605 | 9970.7674 | 10011.7674 | 57876.6051 | 161.9083
294 | C-CLW-TOU-FC-FP-WC-R100 | 64.4797 | 444.4931 | 508.9728 | 11415.7389 | 4.4585 | 0.90418 | 0.88847 | 0.51556 | 5.8131 | 998.7406 | 6400 | 3 | 4 | 9657.1906 | 9975.6506 | 10016.6506 | 60890.1906 | 99.9534
295 | C-CLW-TOU-FC-FP-WC-R100 | 108.7174 | 451.4222 | 560.1396 | 11404.8611 | 4.9114 | 0.90851 | 0.88851 | 0.53637 | 5.8132 | 1187.2399 | 6925 | 3 | 4 | 9603.5188 | 9965.9469 | 10006.9469 | 65036.5189 | 98.2426
296 | C-CLW-TOU-FC-FP-WC-R100 | 653.3061 | 455.2832 | 1108.5893 | 11421.1381 | 9.7065 | 0.95654 | 0.88828 | 0.55739 | 5.8072 | 3372.0297 | 7425 | 3 | 4 | 9125.7023 | 9980.575 | 10021.575 | 68558.7025 | 52.8033
297 | C-CLW-TOU-FC-FP-WC-R100 | 892.1034 | 457.3116 | 1349.415 | 11425.4391 | 11.8106 | 0.97947 | 0.88836 | 0.5701 | 5.8131 | 4330.5994 | 7875 | 3 | 4 | 8913.48 | 9984.4852 | 10025.4852 | 71946.48 | 45.8873
298 | C-CLW-TOU-FC-FP-WC-R100 | 605.1825 | 459.3865 | 1064.569 | 11416.0364 | 9.3252 | 0.95253 | 0.88829 | 0.56201 | 5.8063 | 3186.3742 | 8075 | 3 | 4 | 9161.9355 | 9975.9762 | 10016.9762 | 73794.9355 | 59.9097
299 | C-CLW-TOU-FC-FP-WC-R100 | 1176.5651 | 464.043 | 1640.608 | 11426.9691 | 14.3573 | 1.0085 | 0.88826 | 0.59154 | 5.8088 | 5479.6652 | 8625 | 3 | 4 | 8654.7977 | 9985.8551 | 10026.8551 | 77687.7977 | 41.2414
300 | C-CLW-TOU-FC-FP-WC-R100 | 1471.8841 | 465.2122 | 1937.0963 | 11429.3928 | 16.9484 | 1.04 | 0.8883 | 0.61604 | 5.8114 | 6662.8902 | 9125 | 3 | 4 | 8390.4978 | 9988.0431 | 10029.0431 | 81423.4978 | 36.8564
301 | C-CLW-TOU-FC-ET-WC-R60 | -2236.7903 | 492.0167 | -1744.7735 | 12816.2659 | -13.6137 | 0.76356 | 0.88945 | 0.4495 | 5.8252 | -8127.1332 | 4875 | 3 | 4 | 12933.3421 | 11208.3523 | 11249.3523 | 51966.3421 | -23.3365
302 | C-CLW-TOU-FC-ET-WC-R60 | -1809.687 | 484.9065 | -1324.7805 | 12852.1471 | -10.3079 | 0.78623 | 0.88914 | 0.45171 | 5.8207 | -6430.5704 | 5125 | 3 | 4 | 12585.4362 | 11240.5796 | 11281.5796 | 53618.4363 | -31.9576
303 | C-CLW-TOU-FC-ET-WC-R60 | -1735.3455 | 482.6242 | -1252.7213 | 12860.508 | -9.7408 | 0.79025 | 0.88908 | 0.45119 | 5.8211 | -6137.0083 | 5325 | 3 | 4 | 12527.4772 | 11248.1647 | 11289.1647 | 55160.4773 | -35.0208
304 | C-CLW-TOU-FC-ET-WC-R60 | -768.8257 | 511.9001 | -256.9256 | 12867.9868 | -1.9966 | 0.85026 | 0.88908 | 0.5165 | 5.8242 | -2222.1361 | 6900 | 3 | 4 | 11646.8423 | 11254.9546 | 11295.9546 | 66879.8424 | -216.3423
305 | C-CLW-TOU-FC-ET-WC-R60 | -372.7125 | 506.7591 | 134.0465 | 12899.7592 | 1.0391 | 0.87621 | 0.88888 | 0.52961 | 5.8241 | -646.2517 | 7200 | 3 | 4 | 11321.965 | 11283.5232 | 11324.5232 | 68954.9651 | 429.9286
306 | C-CLW-TOU-FC-ET-WC-R60 | -204.9343 | 504.5678 | 299.6335 | 12904.1267 | 2.322 | 0.88768 | 0.88884 | 0.53753 | 5.8233 | 21.2092 | 7500 | 3 | 4 | 11176.2161 | 11287.4473 | 11328.4473 | 71209.2162 | 199.8467
307 | C-CLW-TOU-FC-ET-WC-R60 | 294.7337 | 527.7691 | 822.5028 | 12894.531 | 6.3787 | 0.92617 | 0.88888 | 0.5875 | 5.8238 | 2058.5498 | 8650 | 3 | 4 | 10704.0933 | 11278.9038 | 11319.9038 | 79937.0933 | 83.4249
308 | C-CLW-TOU-FC-ET-WC-R60 | 685.9426 | 523.9347 | 1209.8773 | 12916.039 | 9.3672 | 0.95666 | 0.8888 | 0.60876 | 5.8264 | 3616.9948 | 9000 | 3 | 4 | 10373.6683 | 11298.2739 | 11339.2739 | 82406.6684 | 58.7393
309 | C-CLW-TOU-FC-ET-WC-R60 | 931.0643 | 521.3181 | 1452.3824 | 12919.2793 | 11.242 | 0.97686 | 0.88878 | 0.62677 | 5.8266 | 4593.1207 | 9400 | 3 | 4 | 10157.5403 | 11301.1905 | 11342.1905 | 85390.5403 | 50.9841
310 | C-CLW-TOU-FC-ET-WC-R60 | 1116.0002 | 545.5192 | 1661.5194 | 12906.7042 | 12.8733 | 0.99514 | 0.8888 | 0.64903 | 5.8246 | 5373.1996 | 10625 | 3 | 4 | 9965.3238 | 11289.9367 | 11330.9367 | 94998.3238 | 50.3559
311 | C-CLW-TOU-FC-ET-WC-R60 | 1758.4351 | 540.2871 | 2298.7222 | 12925.1451 | 17.7849 | 1.0546 | 0.8888 | 0.70717 | 5.8302 | 7934.219 | 11125 | 3 | 4 | 9406.9076 | 11306.5412 | 11347.5412 | 98439.9077 | 37.8873
312 | C-CLW-TOU-FC-ET-WC-R60 | 2046.0334 | 537.395 | 2583.4284 | 12929.3691 | 19.9811 | 1.0836 | 0.88881 | 0.74318 | 5.8321 | 9079.7919 | 11575 | 3 | 4 | 9153.6142 | 11310.3539 | 11351.3539 | 101786.6142 | 35.0059
313 | C-CLW-TOU-FC-ET-WC-R60 | 1796.9551 | 557.1681 | 2354.1232 | 12918.8401 | 18.2224 | 1.0604 | 0.88888 | 0.69731 | 5.8332 | 8116.434 | 12375 | 3 | 4 | 9356.5333 | 11300.948 | 11341.948 | 108389.5334 | 41.2245
314 | C-CLW-TOU-FC-ET-WC-R60 | 2516.6787 | 552.4945 | 3069.1732 | 12932.2609 | 23.7327 | 1.1367 | 0.88869 | 0.78498 | 5.8283 | 10987.539 | 12925 | 3 | 4 | 8723.6653 | 11313.0342 | 11354.0342 | 112156.6653 | 32.8436
315 | C-CLW-TOU-FC-ET-WC-R60 | 2824.6912 | 550.5678 | 3375.259 | 12937.2467 | 26.0895 | 1.1729 | 0.88863 | 0.83319 | 5.8263 | 12216.3777 | 13425 | 3 | 4 | 8451.9988 | 11317.4617 | 11358.4617 | 115884.9988 | 30.9684
316 | C-CLW-TOU-FC-FP-WC-R60 | -2731.5759 | 494.0248 | -2237.5511 | 12796.8604 | -17.4852 | 0.73845 | 0.88954 | 0.43127 | 5.823 | -10102.929 | 3175 | 3 | 4 | 13359.9201 | 11190.841 | 11231.841 | 38792.9201 | -12.3175
317 | C-CLW-TOU-FC-FP-WC-R60 | -2310.8788 | 493.3894 | -1817.4895 | 12820.4492 | -14.1765 | 0.75963 | 0.88924 | 0.42865 | 5.8159 | -8421.1997 | 3425 | 3 | 4 | 13002.8702 | 11212.0378 | 11253.0378 | 40435.8703 | -16.0567
318 | C-CLW-TOU-FC-FP-WC-R60 | -2252.1253 | 494.9547 | -1757.1706 | 12826.2314 | -13.6998 | 0.76282 | 0.88923 | 0.42357 | 5.8179 | -8183.5768 | 3625 | 3 | 4 | 12954.2989 | 11217.2914 | 11258.2914 | 41987.299 | -17.4878
319 | C-CLW-TOU-FC-FP-WC-R60 | -1537.3106 | 507.3496 | -1029.961 | 12840.8539 | -8.021 | 0.80281 | 0.88909 | 0.47086 | 5.8154 | -5303.6598 | 4500 | 3 | 4 | 12316.6463 | 11230.4295 | 11271.4295 | 48349.6463 | -35.9996
320 | C-CLW-TOU-FC-FP-WC-R60 | -1212.4099 | 507.4716 | -704.9383 | 12865.3364 | -5.4794 | 0.82219 | 0.88908 | 0.46768 | 5.8229 | -4003.8537 | 4800 | 3 | 4 | 12046.2826 | 11252.5299 | 11293.5299 | 50479.2827 | -55.5875
321 | C-CLW-TOU-FC-FP-WC-R60 | -1063.1946 | 508.6378 | -554.5567 | 12872.2513 | -4.3082 | 0.83135 | 0.88899 | 0.46778 | 5.8207 | -3405.0485 | 5100 | 3 | 4 | 11917.5266 | 11258.753 | 11299.753 | 52750.5267 | -74.7458
322 | C-CLW-TOU-FC-FP-WC-R60 | -729.7173 | 516.9728 | -212.7445 | 12865.5352 | -1.6536 | 0.8532 | 0.88915 | 0.50259 | 5.8273 | -2057.248 | 5650 | 3 | 4 | 11606.4612 | 11252.7853 | 11293.7853 | 56839.4613 | -214.0862
323 | C-CLW-TOU-FC-FP-WC-R60 | -346.799 | 518.3429 | 171.544 | 12888.8912 | 1.3309 | 0.87893 | 0.88903 | 0.50963 | 5.8279 | -523.291 | 6000 | 3 | 4 | 11281.9614 | 11273.7607 | 11314.7607 | 59314.9615 | 279.8128
324 | C-CLW-TOU-FC-FP-WC-R60 | -174.0978 | 520.2777 | 346.1799 | 12896.9945 | 2.6842 | 0.89099 | 0.88885 | 0.51141 | 5.8225 | 170.7384 | 6400 | 3 | 4 | 11132.658 | 11281.0709 | 11322.0709 | 62365.658 | 147.4481
325 | C-CLW-TOU-FC-FP-WC-R60 | -49.2135 | 527.553 | 478.3395 | 12880.2918 | 3.7137 | 0.90056 | 0.88893 | 0.53837 | 5.8207 | 682.401 | 6925 | 3 | 4 | 11000.8472 | 11266.024 | 11307.024 | 66433.8472 | 115.2462
326 | C-CLW-TOU-FC-FP-WC-R60 | 514.5607 | 528.9817 | 1043.5424 | 12908.7621 | 8.084 | 0.94333 | 0.88884 | 0.55513 | 5.8257 | 2939.879 | 7425 | 3 | 4 | 10518.3022 | 11291.7069 | 11332.7069 | 69951.3023 | 56.1727
327 | C-CLW-TOU-FC-FP-WC-R60 | 713.6168 | 530.8344 | 1244.4513 | 12914.9083 | 9.6358 | 0.95948 | 0.88877 | 0.56277 | 5.8244 | 3739.1914 | 7875 | 3 | 4 | 10343.5683 | 11297.2309 | 11338.2309 | 73376.5683 | 49.852
328 | C-CLW-TOU-FC-FP-WC-R60 | 481.5111 | 533.8633 | 1015.3744 | 12896.7991 | 7.8731 | 0.9412 | 0.88888 | 0.56133 | 5.8248 | 2815.8167 | 8075 | 3 | 4 | 10534.3831 | 11280.9704 | 11321.9704 | 75167.3831 | 62.8787
329 | C-CLW-TOU-FC-FP-WC-R60 | 1102.068 | 537.2656 | 1639.3336 | 12918.2802 | 12.69 | 0.99304 | 0.88876 | 0.59133 | 5.8249 | 5303.7147 | 8625 | 3 | 4 | 9993.1416 | 11300.2575 | 11341.2575 | 79026.1416 | 41.288
330 | C-CLW-TOU-FC-FP-WC-R60 | 1376.3709 | 538.8626 | 1915.2336 | 12923.4424 | 14.8198 | 1.0178 | 0.88871 | 0.60773 | 5.8251 | 6403.5881 | 9125 | 3 | 4 | 9750.026 | 11304.9723 | 11345.9723 | 82783.026 | 37.2994
331 | C-CLW-NAP-CC-ET-HC-R100 | -5267.1805 | 1142.6801 | -4124.5004 | 10850.108 | -38.0135 | 0.7174 | 1.018 | 0.56734 | 6.2371 | -19164.2551 | 5200 | 3 | 4 | 13272.0484 | 9217.1306 | 9258.1306 | 54905.0484 | -11.0673
332 | C-CLW-NAP-CC-ET-HC-R100 | -5009.0413 | 1139.0778 | -3869.9635 | 10860.0372 | -35.6349 | 0.72965 | 1.0175 | 0.57139 | 6.231 | -18137.7021 | 5400 | 3 | 4 | 13050.7618 | 9226.0169 | 9267.0169 | 56283.7618 | -12.1491
333 | C-CLW-NAP-CC-ET-HC-R100 | -4867.7793 | 1135.3647 | -3732.4146 | 10862.6325 | -34.3601 | 0.73699 | 1.0181 | 0.57643 | 6.2431 | -17578.8427 | 5650 | 3 | 4 | 12928.2062 | 9228.3714 | 9269.3714 | 58161.2063 | -13.0993
334 | C-CLW-NAP-CC-ET-HC-R100 | -3457.2765 | 1168.9317 | -2288.3448 | 10864.3332 | -21.0629 | 0.81849 | 1.0188 | 0.66605 | 6.2579 | -11880.8864 | 7175 | 3 | 4 | 11640.3186 | 9230.029 | 9271.029 | 69073.3186 | -26.1334
335 | C-CLW-NAP-CC-ET-HC-R100 | -2976.9283 | 1166.258 | -1810.6703 | 10873.5683 | -16.652 | 0.84916 | 1.0184 | 0.68149 | 6.2545 | -9963.9497 | 7525 | 3 | 4 | 11217.9044 | 9238.3425 | 9279.3425 | 71450.9045 | -34.3362
336 | C-CLW-NAP-CC-ET-HC-R100 | -2832.2949 | 1164.3751 | -1667.9198 | 10873.9983 | -15.3386 | 0.85858 | 1.0181 | 0.68782 | 6.249 | -9388.5544 | 7825 | 3 | 4 | 11089.2631 | 9238.727 | 9279.727 | 73722.2632 | -38.6365
337 | C-CLW-NAP-CC-ET-HC-R100 | -1879.2087 | 1191.3463 | -687.8624 | 10876.5238 | -6.3243 | 0.93246 | 1.0193 | 0.7776 | 6.2746 | -5531.2577 | 9200 | 3 | 4 | 10217.7995 | 9241.2222 | 9282.2222 | 83850.7996 | -108.4062
338 | C-CLW-NAP-CC-ET-HC-R100 | -1276.4607 | 1188.6969 | -87.7638 | 10881.0471 | -0.80658 | 0.98307 | 1.0188 | 0.81112 | 6.2668 | -3124.6812 | 9600 | 3 | 4 | 9680.9279 | 9245.2225 | 9286.2225 | 86513.928 | -879.9494
339 | C-CLW-NAP-CC-ET-HC-R100 | -1045.0832 | 1185.9256 | 140.8424 | 10880.0736 | 1.2945 | 1.0039 | 1.0188 | 0.82936 | 6.2647 | -2203.7903 | 10000 | 3 | 4 | 9473.4151 | 9244.2961 | 9285.2961 | 89506.4151 | 569.5808
340 | C-CLW-NAP-CC-ET-HC-R100 | -827.8527 | 1208.9294 | 381.0768 | 10882.9215 | 3.5016 | 1.0276 | 1.0195 | 0.86352 | 6.2828 | -1296.5283 | 10950 | 3 | 4 | 9266.9721 | 9247.1658 | 9288.1658 | 96899.9722 | 229.9059
341 | C-CLW-NAP-CC-ET-HC-R100 | -145.028 | 1205.0774 | 1060.0494 | 10884.9775 | 9.7386 | 1.0988 | 1.0197 | 0.92133 | 6.2864 | 1428.3502 | 11400 | 3 | 4 | 8656.5576 | 9248.9674 | 9289.9674 | 99889.5577 | 85.4673
342 | C-CLW-NAP-CC-ET-HC-R100 | 325.5703 | 1202.5054 | 1528.0757 | 10882.3288 | 14.0418 | 1.1544 | 1.0202 | 0.98003 | 6.2946 | 3306.4569 | 11900 | 3 | 4 | 8232.1075 | 9246.5176 | 9287.5176 | 103465.1075 | 61.6315
343 | C-CLW-NAP-CC-ET-HC-R100 | -91.8018 | 1226.0667 | 1134.2649 | 10885.7432 | 10.4197 | 1.1076 | 1.0201 | 0.92866 | 6.2959 | 1676.2373 | 12925 | 3 | 4 | 8596.9297 | 9249.8439 | 9290.8439 | 112029.9298 | 90.5777
344 | C-CLW-NAP-CC-ET-HC-R100 | 904.0311 | 1222.1298 | 2126.1609 | 10890.4198 | 19.5232 | 1.2329 | 1.02 | 1.04 | 6.2956 | 5653.0076 | 13525 | 3 | 4 | 7707.1546 | 9253.9573 | 9294.9573 | 115940.1546 | 50.1586
345 | C-CLW-NAP-CC-ET-HC-R100 | 1496.0361 | 1218.4952 | 2714.5313 | 10888.5932 | 24.93 | 1.3215 | 1.0199 | 1.1331 | 6.2919 | 8014.9696 | 14075 | 3 | 4 | 7174.8669 | 9252.2855 | 9293.2855 | 119807.8669 | 40.7122
346 | C-CLW-NAP-CC-FP-HC-R100 | -5828.7297 | 1145.2368 | -4683.4929 | 10841.8092 | -43.1984 | 0.69127 | 1.0178 | 0.5416 | 6.2292 | -21406.1907 | 3400 | 3 | 4 | 13768.3684 | 9209.5761 | 9250.5761 | 41001.3684 | -6.7793
347 | C-CLW-NAP-CC-FP-HC-R100 | -5583.6161 | 1146.4343 | -4437.1818 | 10852.0888 | -40.8878 | 0.70284 | 1.0181 | 0.54187 | 6.2389 | -20423.7406 | 3600 | 3 | 4 | 13556.2765 | 9218.8046 | 9259.8046 | 42389.2766 | -7.4663
348 | C-CLW-NAP-CC-FP-HC-R100 | -5438.5583 | 1147.6507 | -4290.9076 | 10853.9065 | -39.5333 | 0.70923 | 1.0175 | 0.54297 | 6.2279 | -19841.482 | 3850 | 3 | 4 | 13426.661 | 9220.4935 | 9261.4935 | 44259.6611 | -8.1564
349 | C-CLW-NAP-CC-FP-HC-R100 | -4411.9946 | 1163.3899 | -3248.6047 | 10856.6244 | -29.9228 | 0.76191 | 1.0178 | 0.60399 | 6.2355 | -15708.9951 | 4675 | 3 | 4 | 12495.9218 | 9223.0773 | 9264.0773 | 49928.9218 | -12.5176
350 | C-CLW-NAP-CC-FP-HC-R100 | -3967.7257 | 1165.2452 | -2802.4805 | 10866.6797 | -25.7897 | 0.78719 | 1.0181 | 0.60926 | 6.2449 | -13928.8275 | 5025 | 3 | 4 | 12104.004 | 9232.1121 | 9273.1121 | 52337.004 | -15.3663
351 | C-CLW-NAP-CC-FP-HC-R100 | -3755.5821 | 1167.5261 | -2588.056 | 10867.3502 | -23.815 | 0.79973 | 1.018 | 0.61585 | 6.2443 | -13076.4515 | 5325 | 3 | 4 | 11912.261 | 9232.6576 | 9273.6576 | 54545.2612 | -17.4925
352 | C-CLW-NAP-CC-FP-HC-R100 | -3069.8079 | 1178.5193 | -1891.2885 | 10868.3253 | -17.4018 | 0.84388 | 1.0186 | 0.67736 | 6.2573 | -10315.0325 | 6000 | 3 | 4 | 11289.5462 | 9233.747 | 9274.747 | 59322.5462 | -26.4623
353 | C-CLW-NAP-CC-FP-HC-R100 | -2544.3225 | 1182.0717 | -1362.2508 | 10874.1548 | -12.5274 | 0.88045 | 1.0186 | 0.69289 | 6.2595 | -8207.1704 | 6400 | 3 | 4 | 10819.7283 | 9238.9864 | 9279.9864 | 62052.7284 | -38.7394
354 | C-CLW-NAP-CC-FP-HC-R100 | -2281.2576 | 1181.4155 | -1099.8421 | 10875.4126 | -10.1131 | 0.89975 | 1.0186 | 0.70311 | 6.2593 | -7156.0045 | 6800 | 3 | 4 | 10584.4378 | 9240.0664 | 9281.0664 | 65017.4378 | -50.6767
355 | C-CLW-NAP-CC-FP-HC-R100 | -2176.9039 | 1190.2207 | -986.6832 | 10875.3219 | -9.0727 | 0.90869 | 1.019 | 0.73008 | 6.2684 | -6723.9145 | 7150 | 3 | 4 | 10485.3408 | 9240.1604 | 9281.1604 | 67718.3408 | -59.2259
356 | C-CLW-NAP-CC-FP-HC-R100 | -1504.8589 | 1192.8484 | -312.0105 | 10880.1151 | -2.8677 | 0.96354 | 1.019 | 0.76572 | 6.2703 | -4031.3549 | 7600 | 3 | 4 | 9883.1863 | 9244.4151 | 9285.4151 | 70716.1864 | -196.8869
357 | C-CLW-NAP-CC-FP-HC-R100 | -1122.5339 | 1193.0652 | 70.5313 | 10879.0336 | 0.64832 | 0.99768 | 1.0191 | 0.78576 | 6.2705 | -2501.6935 | 8100 | 3 | 4 | 9537.9719 | 9243.4271 | 9284.4271 | 74370.9719 | 922.8038
358 | C-CLW-NAP-CC-FP-HC-R100 | -1505.2375 | 1200.7724 | -304.4651 | 10879.6329 | -2.7985 | 0.96449 | 1.0193 | 0.77512 | 6.2776 | -4019.6628 | 8425 | 3 | 4 | 9878.4759 | 9244.1215 | 9285.1215 | 77311.4759 | -223.4291
359 | C-CLW-NAP-CC-FP-HC-R100 | -594.4548 | 1202.9288 | 608.4739 | 10885.0489 | 5.59 | 1.0501 | 1.0193 | 0.83369 | 6.2782 | -372.938 | 9025 | 3 | 4 | 9062.3284 | 9248.9672 | 9289.9672 | 81295.3284 | 118.3376
360 | C-CLW-NAP-CC-FP-HC-R100 | -42.2447 | 1204.2541 | 1162.0094 | 10882.9698 | 10.6773 | 1.1097 | 1.0191 | 0.88269 | 6.2722 | 1838.1114 | 9575 | 3 | 4 | 8562.5892 | 9246.996 | 9287.996 | 85195.5892 | 65.3244
361 | C-CLW-NAP-CC-ET-HC-R60 | -6284.9474 | 1287.8883 | -4997.0591 | 8592.2372 | -58.1578 | 0.67781 | 1.1053 | 0.5574 | 6.2452 | -22993.309 | 5200 | 3 | 4 | 12025.9765 | 7142.2189 | 7183.2189 | 53658.9766 | -9.3006
362 | C-CLW-NAP-CC-ET-HC-R60 | -5980.3309 | 1287.3855 | -4692.9455 | 8619.9694 | -54.4427 | 0.69269 | 1.1029 | 0.56128 | 6.226 | -21775.6813 | 5400 | 3 | 4 | 11777.066 | 7167.1416 | 7208.1416 | 55010.066 | -10.1859
363 | C-CLW-NAP-CC-ET-HC-R60 | -5896.9528 | 1285.605 | -4611.3478 | 8627.603 | -53.4488 | 0.69706 | 1.1027 | 0.56171 | 6.2273 | -21445.1362 | 5650 | 3 | 4 | 11710.0562 | 7174.1007 | 7215.1007 | 56943.0563 | -10.7838
364 | C-CLW-NAP-CC-ET-HC-R60 | -4454.4705 | 1314.563 | -3139.9076 | 8626.7817 | -36.3972 | 0.78536 | 1.1043 | 0.6493 | 6.2498 | -15626.9439 | 7175 | 3 | 4 | 10393.7834 | 7173.4407 | 7214.4407 | 67826.7834 | -19.3039
365 | C-CLW-NAP-CC-ET-HC-R60 | -4004.6126 | 1310.9995 | -2693.613 | 8650.8822 | -31.1369 | 0.81685 | 1.1042 | 0.66308 | 6.26 | -13833.451 | 7525 | 3 | 4 | 10012.7965 | 7195.1785 | 7236.1785 | 70245.7965 | -23.3922
366 | C-CLW-NAP-CC-ET-HC-R60 | -3810.5766 | 1309.4041 | -2501.1724 | 8651.232 | -28.9112 | 0.83078 | 1.104 | 0.67263 | 6.257 | -13059.9661 | 7825 | 3 | 4 | 9839.4224 | 7195.4733 | 7236.4733 | 72472.4226 | -26.0821
367 | C-CLW-NAP-CC-ET-HC-R60 | -2961.378 | 1337.0177 | -1624.3604 | 8651.9115 | -18.7746 | 0.90186 | 1.1042 | 0.7484 | 6.2618 | -9617.1493 | 9200 | 3 | 4 | 9059.4239 | 7196.2946 | 7237.2946 | 82692.4239 | -46.4522
368 | C-CLW-NAP-CC-ET-HC-R60 | -2373.4917 | 1332.8973 | -1040.5944 | 8669.6154 | -12.0028 | 0.95661 | 1.1044 | 0.78363 | 6.2724 | -7272.4712 | 9600 | 3 | 4 | 8548.685 | 7212.1738 | 7253.1738 | 85381.6851 | -75.0807
369 | C-CLW-NAP-CC-ET-HC-R60 | -2056.8518 | 1331.2397 | -725.6121 | 8667.7033 | -8.3714 | 0.98828 | 1.1039 | 0.8035 | 6.2664 | -6008.6743 | 10000 | 3 | 4 | 8263.0328 | 7210.517 | 7251.517 | 88296.0328 | -111.6912
370 | C-CLW-NAP-CC-ET-HC-R60 | -1947.1818 | 1352.6061 | -594.5757 | 8666.3929 | -6.8607 | 1.0031 | 1.1049 | 0.83432 | 6.2806 | -5534.3838 | 10950 | 3 | 4 | 8150.541 | 7209.5324 | 7250.5324 | 95783.541 | -148.9011
371 | C-CLW-NAP-CC-ET-HC-R60 | -1305.1984 | 1349.3395 | 44.1412 | 8678.2173 | 0.50864 | 1.0777 | 1.1052 | 0.88568 | 6.2897 | -2971.8942 | 11400 | 3 | 4 | 7585.3291 | 7220.1498 | 7261.1498 | 98818.3292 | 2074.1894
372 | C-CLW-NAP-CC-ET-HC-R60 | -761.2727 | 1345.4838 | 584.2111 | 8679.0095 | 6.7313 | 1.1502 | 1.1057 | 0.94443 | 6.2965 | -802.6178 | 11900 | 3 | 4 | 7098.7822 | 7220.821 | 7261.821 | 102331.7822 | 162.7322
373 | C-CLW-NAP-CC-ET-HC-R60 | -1336.9318 | 1370.7448 | 33.813 | 8674.5746 | 0.38979 | 1.0762 | 1.105 | 0.88669 | 6.2859 | -3063.1526 | 12925 | 3 | 4 | 7597.9075 | 7217.0015 | 7258.0015 | 111030.9075 | 3069.0251
374 | C-CLW-NAP-CC-ET-HC-R60 | -336.4188 | 1365.1125 | 1028.6937 | 8685.4158 | 11.8439 | 1.2161 | 1.1049 | 0.99547 | 6.2907 | 929.5124 | 13525 | 3 | 4 | 6710.5567 | 7226.7326 | 7267.7326 | 114943.5567 | 104.6724
375 | C-CLW-NAP-CC-ET-HC-R60 | 303.3848 | 1360.9906 | 1664.3754 | 8686.7247 | 19.16 | 1.3265 | 1.1052 | 1.0906 | 6.2947 | 3481.8569 | 14075 | 3 | 4 | 6138.362 | 7227.8867 | 7268.8867 | 118771.362 | 66.9936
376 | C-CLW-NAP-CC-FP-HC-R60 | -6871.591 | 1293.6916 | -5577.8994 | 8572.0126 | -65.0711 | 0.64912 | 1.1048 | 0.53431 | 6.2292 | -25330.2112 | 3400 | 3 | 4 | 12532.222 | 7123.9554 | 7164.9554 | 39765.2221 | -5.8445
377 | C-CLW-NAP-CC-FP-HC-R60 | -6611.9293 | 1295.3491 | -5316.5802 | 8597.6795 | -61.8374 | 0.66131 | 1.1034 | 0.53318 | 6.2225 | -24288.8021 | 3600 | 3 | 4 | 12320.6265 | 7147.0394 | 7188.0394 | 41153.6266 | -6.3886
378 | C-CLW-NAP-CC-FP-HC-R60 | -6516.8148 | 1296.4235 | -5220.3913 | 8604.9 | -60.6677 | 0.66597 | 1.1031 | 0.53238 | 6.2217 | -23906.5535 | 3850 | 3 | 4 | 12240.856 | 7153.5132 | 7194.5132 | 43073.8561 | -6.8729
379 | C-CLW-NAP-CC-FP-HC-R60 | -5411.395 | 1309.297 | -4102.0979 | 8606.7597 | -47.6614 | 0.7256 | 1.1046 | 0.59669 | 6.2441 | -19463.4181 | 4675 | 3 | 4 | 11240.1229 | 7155.3838 | 7196.3838 | 48673.1229 | -10.1111
380 | C-CLW-NAP-CC-FP-HC-R60 | -5023.1884 | 1310.3359 | -3712.8525 | 8633.7829 | -43.0038 | 0.74908 | 1.1043 | 0.60011 | 6.2526 | -17908.8604 | 5025 | 3 | 4 | 10914.4506 | 7179.7181 | 7220.7181 | 51147.4507 | -11.831
381 | C-CLW-NAP-CC-FP-HC-R60 | -4875.5454 | 1312.1495 | -3563.3959 | 8637.4649 | -41.2551 | 0.75782 | 1.1035 | 0.60209 | 6.2436 | -17315.2657 | 5325 | 3 | 4 | 10783.7876 | 7183.028 | 7224.028 | 53416.7877 | -12.9631
382 | C-CLW-NAP-CC-FP-HC-R60 | -4186.4901 | 1323.0833 | -2863.4068 | 8635.0623 | -33.1602 | 0.80437 | 1.1042 | 0.6588 | 6.2526 | -14540.8216 | 6000 | 3 | 4 | 10155.085 | 7181.0044 | 7222.0044 | 58188.085 | -17.7991
383 | C-CLW-NAP-CC-FP-HC-R60 | -3691.6717 | 1324.4512 | -2367.2206 | 8654.1207 | -27.3537 | 0.84102 | 1.104 | 0.67556 | 6.2602 | -12559.2684 | 6400 | 3 | 4 | 9726.0855 | 7198.1629 | 7239.1629 | 60959.0856 | -22.6932
384 | C-CLW-NAP-CC-FP-HC-R60 | -3439.92 | 1324.9746 | -2114.9454 | 8653.6292 | -24.44 | 0.86098 | 1.1044 | 0.68429 | 6.2648 | -11551.3891 | 6800 | 3 | 4 | 9498.7307 | 7197.7042 | 7238.7042 | 63931.7307 | -26.8059
385 | C-CLW-NAP-CC-FP-HC-R60 | -3417.0149 | 1333.9354 | -2083.0795 | 8651.095 | -24.0788 | 0.86312 | 1.1039 | 0.70146 | 6.2589 | -11444.8339 | 7150 | 3 | 4 | 9470.6859 | 7195.6371 | 7236.6371 | 66703.6859 | -28.5477
386 | C-CLW-NAP-CC-FP-HC-R60 | -2742.774 | 1334.3009 | -1408.4731 | 8665.2812 | -16.2542 | 0.92157 | 1.1043 | 0.74022 | 6.2702 | -8747.2613 | 7600 | 3 | 4 | 8876.3595 | 7208.3352 | 7249.3352 | 69709.3596 | -44.3459
387 | C-CLW-NAP-CC-FP-HC-R60 | -2289.525 | 1335.4627 | -954.0623 | 8663.6126 | -11.0123 | 0.96558 | 1.1049 | 0.7694 | 6.2767 | -6932.3287 | 8100 | 3 | 4 | 8466.153 | 7206.7647 | 7247.7647 | 73299.153 | -69.2317
388 | C-CLW-NAP-CC-FP-HC-R60 | -2835.8795 | 1344.1649 | -1491.7146 | 8661.5406 | -17.2223 | 0.91344 | 1.1037 | 0.74009 | 6.2608 | -9103.2431 | 8425 | 3 | 4 | 8950.9465 | 7205.0588 | 7246.0588 | 76383.9466 | -46.3479
389 | C-CLW-NAP-CC-FP-HC-R60 | -1896.5596 | 1344.7144 | -551.8452 | 8675.5654 | -6.3609 | 1.0072 | 1.1041 | 0.80523 | 6.2731 | -5345.0479 | 9025 | 3 | 4 | 8117.8172 | 7217.6389 | 7258.6389 | 80350.8172 | -132.4505
390 | C-CLW-NAP-CC-FP-HC-R60 | -1277.3302 | 1344.1184 | 66.7882 | 8674.325 | 0.76995 | 1.0802 | 1.1048 | 0.8611 | 6.2819 | -2869.1234 | 9575 | 3 | 4 | 7559.7409 | 7216.5127 | 7257.5127 | 84192.7409 | 1151.9281
391 | C-CLW-TOU-CC-ET-HC-R100 | -324.3266 | 324.6324 | 0.30571 | 18767.9454 | 0.0016289 | 0.83763 | 0.8536 | 0.509 | 6.1213 | -756.2526 | 5200 | 3 | 4 | 16710.1136 | 16612.9002 | 16653.9002 | 58343.1136 | 136366.3157
392 | C-CLW-TOU-CC-ET-HC-R100 | -5.1844 | 321.1133 | 315.9289 | 18780.088 | 1.6823 | 0.85229 | 0.85393 | 0.51586 | 6.1544 | 514.4513 | 5400 | 3 | 4 | 16435.9542 | 16623.8735 | 16664.8735 | 59668.9542 | 136.1195
393 | C-CLW-TOU-CC-ET-HC-R100 | 179.0744 | 319.7165 | 498.7909 | 18783.3117 | 2.6555 | 0.86042 | 0.85354 | 0.52156 | 6.12 | 1249.1584 | 5650 | 3 | 4 | 16273.8435 | 16626.7557 | 16667.7557 | 61506.8436 | 89.8956
394 | C-CLW-TOU-CC-ET-HC-R100 | 1045.0951 | 349.5663 | 1394.6614 | 18787.0763 | 7.4235 | 0.90527 | 0.85404 | 0.61028 | 6.1683 | 4762.991 | 7175 | 3 | 4 | 15480.0545 | 16630.2847 | 16671.2847 | 72913.0545 | 40.3265
395 | C-CLW-TOU-CC-ET-HC-R100 | 1627.4415 | 344.7767 | 1972.2182 | 18805.2129 | 10.4876 | 0.93613 | 0.85391 | 0.63514 | 6.1601 | 7084.3939 | 7525 | 3 | 4 | 14975.1087 | 16646.5974 | 16687.5974 | 75208.1088 | 29.6724
396 | C-CLW-TOU-CC-ET-HC-R100 | 1798.9087 | 342.4749 | 2141.3836 | 18806.0517 | 11.3867 | 0.94581 | 0.85407 | 0.64791 | 6.1741 | 7766.4263 | 7825 | 3 | 4 | 14822.9077 | 16647.3113 | 16688.3113 | 77455.9079 | 28.3777
397 | C-CLW-TOU-CC-ET-HC-R100 | 2336.8128 | 368.0444 | 2704.8572 | 18803.2211 | 14.3851 | 0.9793 | 0.85439 | 0.73456 | 6.2054 | 9960.6585 | 9200 | 3 | 4 | 14321.0341 | 16644.9066 | 16685.9066 | 87954.0341 | 26.3482
398 | C-CLW-TOU-CC-ET-HC-R100 | 2946.3685 | 363.6361 | 3310.0046 | 18820.8592 | 17.5869 | 1.0173 | 0.85432 | 0.7754 | 6.2018 | 12391.5343 | 9600 | 3 | 4 | 13790.9062 | 16660.7354 | 16701.7354 | 90623.9063 | 22.333
399 | C-CLW-TOU-CC-ET-HC-R100 | 3237.1035 | 362.2743 | 3599.3779 | 18825.532 | 19.1197 | 1.0367 | 0.85447 | 0.81219 | 6.2172 | 13552.2047 | 10000 | 3 | 4 | 13534.3028 | 16664.9807 | 16705.9807 | 93567.3028 | 21.3541
400 | C-CLW-TOU-CC-ET-HC-R100 | 3279.873 | 382.5062 | 3662.3793 | 18814.8085 | 19.4654 | 1.041 | 0.85436 | 0.83221 | 6.207 | 13757.0026 | 10950 | 3 | 4 | 13474.1187 | 16655.4207 | 16696.4207 | 101107.1188 | 23.048
401 | C-CLW-TOU-CC-ET-HC-R100 | 3879.5451 | 378.6807 | 4258.2259 | 18833.0439 | 22.6104 | 1.0835 | 0.85447 | 0.89023 | 6.2219 | 16149.315 | 11400 | 3 | 4 | 12953.1534 | 16671.8749 | 16712.8749 | 104186.1535 | 20.5422
402 | C-CLW-TOU-CC-ET-HC-R100 | 4245.4637 | 376.1312 | 4621.5949 | 18837.756 | 24.5337 | 1.1111 | 0.85442 | 0.96163 | 6.2172 | 17608.7401 | 11900 | 3 | 4 | 12629.544 | 16676.0668 | 16717.0668 | 107862.544 | 19.7217
403 | C-CLW-TOU-CC-ET-HC-R100 | 4044.4274 | 396.0652 | 4440.4926 | 18822.3662 | 23.5916 | 1.0974 | 0.85447 | 0.92261 | 6.2196 | 16837.8182 | 12925 | 3 | 4 | 12784.7429 | 16662.2797 | 16703.2797 | 116217.743 | 22.4107
404 | C-CLW-TOU-CC-ET-HC-R100 | 4862.2639 | 393.5321 | 5255.796 | 18842.0885 | 27.8939 | 1.1628 | 0.85438 | 1.0559 | 6.2153 | 20104.9423 | 13525 | 3 | 4 | 12067.9403 | 16680.0189 | 16721.0189 | 120300.9403 | 19.7078
405 | C-CLW-TOU-CC-ET-HC-R100 | 5204.1712 | 391.4678 | 5595.639 | 18844.2604 | 29.6941 | 1.1927 | 0.85445 | 1.1296 | 6.2229 | 21469.1312 | 14075 | 3 | 4 | 11763.4289 | 16681.9881 | 16722.9881 | 124396.4289 | 19.2424
406 | C-CLW-TOU-CC-FP-HC-R100 | -950.3944 | 358.4837 | -591.9107 | 19946.2104 | -2.9675 | 0.81419 | 0.85339 | 0.48496 | 6.0942 | -3204.1049 | 3400 | 3 | 4 | 18302.2381 | 17661.8622 | 17702.8622 | 45535.2381 | -47.0212
407 | C-CLW-TOU-CC-FP-HC-R100 | -603.237 | 358.8305 | -244.4065 | 19960.7407 | -1.2244 | 0.82798 | 0.85313 | 0.48058 | 6.0756 | -1814.8972 | 3600 | 3 | 4 | 18002.7198 | 17675.0108 | 17716.0108 | 46835.7199 | -119.1446
408 | C-CLW-TOU-CC-FP-HC-R100 | -481.5444 | 358.9842 | -122.5603 | 19964.4142 | -0.61389 | 0.83345 | 0.8536 | 0.47816 | 6.1176 | -1327.8708 | 3850 | 3 | 4 | 17896.413 | 17678.3265 | 17719.3265 | 48729.4131 | -253.0191
409 | C-CLW-TOU-CC-FP-HC-R100 | 150.7363 | 372.1955 | 522.9318 | 19974.972 | 2.6179 | 0.86142 | 0.85389 | 0.53963 | 6.1478 | 1223.2711 | 4675 | 3 | 4 | 17329.0342 | 17687.9211 | 17728.9211 | 54762.0343 | 70.8182
410 | C-CLW-TOU-CC-FP-HC-R100 | 734.1609 | 373.2052 | 1107.3661 | 19996.3034 | 5.5379 | 0.88796 | 0.85379 | 0.53864 | 6.1436 | 3558.6524 | 5025 | 3 | 4 | 16822.5705 | 17707.1481 | 17748.1481 | 57055.5706 | 35.4963
411 | C-CLW-TOU-CC-FP-HC-R100 | 900.3398 | 373.7216 | 1274.0614 | 20002.1188 | 6.3696 | 0.89563 | 0.85358 | 0.53676 | 6.1263 | 4224.2285 | 5325 | 3 | 4 | 16677.9322 | 17712.3857 | 17753.3857 | 59310.9323 | 32.6182
412 | C-CLW-TOU-CC-FP-HC-R100 | 1230.4294 | 384.5805 | 1615.0099 | 19999.7091 | 8.0752 | 0.91261 | 0.85392 | 0.59432 | 6.1568 | 5562.685 | 6000 | 3 | 4 | 16372.2019 | 17710.2422 | 17751.2422 | 64405.202 | 28.8877
413 | C-CLW-TOU-CC-FP-HC-R100 | 1835.3178 | 385.5929 | 2220.9107 | 20015.8963 | 11.0957 | 0.94383 | 0.8541 | 0.60222 | 6.1762 | 7983.9259 | 6400 | 3 | 4 | 15841.7984 | 17724.8444 | 17765.8444 | 67074.7985 | 22.2021
414 | C-CLW-TOU-CC-FP-HC-R100 | 2056.2344 | 387.086 | 2443.3204 | 20018.0377 | 12.2056 | 0.95579 | 0.85412 | 0.60517 | 6.1799 | 8870.0808 | 6800 | 3 | 4 | 15644.0396 | 17726.8121 | 17767.8121 | 70077.0396 | 21.4091
415 | C-CLW-TOU-CC-FP-HC-R100 | 2038.3911 | 391.3967 | 2429.7878 | 20015.0896 | 12.1398 | 0.95493 | 0.85399 | 0.63557 | 6.1684 | 8805.8921 | 7150 | 3 | 4 | 15654.8857 | 17724.1895 | 17765.1895 | 72887.8857 | 22.6862
416 | C-CLW-TOU-CC-FP-HC-R100 | 2658.247 | 393.6075 | 3051.8545 | 20029.0776 | 15.2371 | 0.99011 | 0.85423 | 0.65684 | 6.1932 | 11289.0007 | 7600 | 3 | 4 | 15108.314 | 17736.8113 | 17777.8113 | 75941.3142 | 19.0584
417 | C-CLW-TOU-CC-FP-HC-R100 | 2948.6966 | 397.3754 | 3346.0719 | 20032.7006 | 16.703 | 1.0075 | 0.8542 | 0.66461 | 6.192 | 12457.0785 | 8100 | 3 | 4 | 14847.9242 | 17740.1004 | 17781.1004 | 79680.9242 | 18.4993
418 | C-CLW-TOU-CC-FP-HC-R100 | 2713.6978 | 398.7648 | 3112.4627 | 20024.239 | 15.5435 | 0.99368 | 0.85422 | 0.68058 | 6.1905 | 11519.3994 | 8425 | 3 | 4 | 15050.9514 | 17732.442 | 17773.442 | 82483.9515 | 20.7908
419 | C-CLW-TOU-CC-FP-HC-R100 | 3497.7063 | 403.6244 | 3901.3307 | 20044.1083 | 19.4637 | 1.0422 | 0.85436 | 0.71095 | 6.2083 | 14663.5327 | 9025 | 3 | 4 | 14360.358 | 17750.3849 | 17791.3849 | 86593.358 | 17.6355
420 | C-CLW-TOU-CC-FP-HC-R100 | 3882.2686 | 404.0851 | 4286.3537 | 20047.3449 | 21.3812 | 1.0675 | 0.85421 | 0.7375 | 6.1949 | 16202.5494 | 9575 | 3 | 4 | 14016.8445 | 17753.2586 | 17794.2586 | 90649.8445 | 16.9971
421 | C-CLW-TOU-CC-ET-HC-R60 | -1331.0292 | 468.6243 | -862.4049 | 14093.8189 | -6.119 | 0.81558 | 0.88534 | 0.50692 | 6.113 | -4543.0762 | 5200 | 3 | 4 | 13282.5395 | 12365.7062 | 12406.7062 | 54915.5395 | -49.291
422 | C-CLW-TOU-CC-ET-HC-R60 | -1031.9697 | 463.0548 | -568.9149 | 14126.7739 | -4.0272 | 0.83224 | 0.88557 | 0.5095 | 6.1349 | -3356.1207 | 5400 | 3 | 4 | 13046.44 | 12395.4248 | 12436.4248 | 56279.44 | -77.0643
423 | C-CLW-TOU-CC-ET-HC-R60 | -923.6751 | 459.8541 | -463.821 | 14139.6069 | -3.2803 | 0.83836 | 0.88565 | 0.51 | 6.1426 | -2928.2768 | 5650 | 3 | 4 | 12962.4158 | 12406.9484 | 12447.9484 | 58195.4158 | -98.6317
424 | C-CLW-TOU-CC-ET-HC-R60 | 6.0323 | 491.8171 | 497.8495 | 14139.0816 | 3.5211 | 0.89785 | 0.88604 | 0.59698 | 6.1634 | 843.8246 | 7175 | 3 | 4 | 12106.1133 | 12406.5469 | 12447.5469 | 69539.1134 | 114.6764
425 | C-CLW-TOU-CC-ET-HC-R60 | 481.0466 | 485.2313 | 966.2779 | 14189.0364 | 6.81 | 0.92942 | 0.88586 | 0.61387 | 6.1687 | 2732.9053 | 7525 | 3 | 4 | 11727.5401 | 12451.5353 | 12492.5353 | 71960.5401 | 61.5434
426 | C-CLW-TOU-CC-ET-HC-R60 | 621.7293 | 482.8023 | 1104.5315 | 14195.6965 | 7.7807 | 0.93952 | 0.88615 | 0.62238 | 6.1847 | 3291.5874 | 7825 | 3 | 4 | 11608.3357 | 12457.4693 | 12498.4693 | 74241.3358 | 55.8996
427 | C-CLW-TOU-CC-ET-HC-R60 | 1219.3332 | 511.198 | 1730.5312 | 14179.0061 | 12.2049 | 0.98732 | 0.88658 | 0.70578 | 6.2049 | 5729.3294 | 9200 | 3 | 4 | 11038.5649 | 12442.5858 | 12483.5858 | 84671.5649 | 41.7143
428 | C-CLW-TOU-CC-ET-HC-R60 | 1684.2253 | 506.0426 | 2190.2679 | 14212.9298 | 15.4104 | 1.0251 | 0.88689 | 0.74123 | 6.2302 | 7580.3056 | 9600 | 3 | 4 | 10653.7835 | 12473.1098 | 12514.1098 | 87486.7836 | 34.2299
429 | C-CLW-TOU-CC-ET-HC-R60 | 1904.0525 | 501.7839 | 2405.8363 | 14218.7869 | 16.9201 | 1.0437 | 0.88681 | 0.76016 | 6.2284 | 8452.5164 | 10000 | 3 | 4 | 10463.7691 | 12478.4119 | 12519.4119 | 90496.7691 | 32.4117
430 | C-CLW-TOU-CC-ET-HC-R60 | 2064.3336 | 523.1183 | 2587.4519 | 14201.6259 | 18.2194 | 1.0608 | 0.88728 | 0.79866 | 6.2496 | 9129.1982 | 10950 | 3 | 4 | 10291.3635 | 12463.0565 | 12504.0565 | 97924.3636 | 33.0133
431 | C-CLW-TOU-CC-ET-HC-R60 | 2594.8268 | 519.204 | 3114.0309 | 14224.9014 | 21.8914 | 1.1103 | 0.88696 | 0.85818 | 6.2394 | 11244.6474 | 11400 | 3 | 4 | 9837.2288 | 12484.0032 | 12525.0032 | 101070.2289 | 28.4343
432 | C-CLW-TOU-CC-ET-HC-R60 | 2872.1998 | 516.4293 | 3388.6291 | 14231.181 | 23.8113 | 1.1386 | 0.88717 | 0.90262 | 6.2518 | 12349.5147 | 11900 | 3 | 4 | 9594.8861 | 12489.6419 | 12530.6419 | 104827.8861 | 27.2373
433 | C-CLW-TOU-CC-ET-HC-R60 | 2776.4587 | 537.3583 | 3313.817 | 14214.3746 | 23.3131 | 1.1312 | 0.88719 | 0.88214 | 6.2483 | 12001.432 | 12925 | 3 | 4 | 9653.4073 | 12474.5375 | 12515.5375 | 113086.4073 | 30.349
434 | C-CLW-TOU-CC-ET-HC-R60 | 3488.1242 | 533.6441 | 4021.7683 | 14235.6063 | 28.2515 | 1.209 | 0.8871 | 0.99324 | 6.2509 | 14841.9036 | 13525 | 3 | 4 | 9034.2667 | 12493.6894 | 12534.6894 | 117267.2667 | 26.0414
435 | C-CLW-TOU-CC-ET-HC-R60 | 3803.0921 | 531.4684 | 4334.5605 | 14241.3505 | 30.4364 | 1.2468 | 0.88702 | 1.0622 | 6.2477 | 16098.1491 | 14075 | 3 | 4 | 8757.2452 | 12498.8427 | 12539.8427 | 121390.2452 | 25.1122
436 | C-CLW-TOU-CC-FP-HC-R60 | -1876.9526 | 471.4532 | -1405.4994 | 14059.2946 | -9.9969 | 0.78694 | 0.88551 | 0.4831 | 6.1124 | -6722.0552 | 3400 | 3 | 4 | 13741.1078 | 12334.6454 | 12375.6454 | 40974.1078 | -20.3475
437 | C-CLW-TOU-CC-FP-HC-R60 | -1596.8165 | 471.118 | -1125.6985 | 14081.8826 | -7.9939 | 0.80138 | 0.88531 | 0.47672 | 6.1079 | -5602.0694 | 3600 | 3 | 4 | 13509.4866 | 12354.9435 | 12395.9435 | 42342.4866 | -26.6026
438 | C-CLW-TOU-CC-FP-HC-R60 | -1467.0331 | 472.3177 | -994.7155 | 14090.4591 | -7.0595 | 0.80879 | 0.88575 | 0.47616 | 6.1324 | -5080.9364 | 3850 | 3 | 4 | 13399.6859 | 12362.6298 | 12403.6298 | 44232.6859 | -31.9982
439 | C-CLW-TOU-CC-FP-HC-R60 | -853.572 | 484.9941 | -368.5779 | 14103.0994 | -2.6135 | 0.84388 | 0.88579 | 0.53044 | 6.1402 | -2605.9645 | 4675 | 3 | 4 | 12851.4641 | 12374.1408 | 12415.1408 | 50284.4641 | -102.7444
440 | C-CLW-TOU-CC-FP-HC-R60 | -393.8119 | 485.0281 | 91.2163 | 14142.4731 | 0.64498 | 0.87125 | 0.88542 | 0.53016 | 6.1316 | -766.8672 | 5025 | 3 | 4 | 12473.0437 | 12409.5497 | 12450.5497 | 52706.0438 | 441.3192
441 | C-CLW-TOU-CC-FP-HC-R60 | -260.0632 | 483.9061 | 223.8429 | 14152.3964 | 1.5817 | 0.88 | 0.88586 | 0.53217 | 6.1582 | -233.7426 | 5325 | 3 | 4 | 12362.3179 | 12418.5304 | 12459.5304 | 54995.318 | 190.0252
442 | C-CLW-TOU-CC-FP-HC-R60 | 109.5173 | 496.3868 | 605.9041 | 14143.2276 | 4.2841 | 0.90574 | 0.88676 | 0.5858 | 6.2037 | 1265.3806 | 6000 | 3 | 4 | 12014.0704 | 12410.3933 | 12451.3933 | 60047.0705 | 78.5531
443 | C-CLW-TOU-CC-FP-HC-R60 | 559.7297 | 496.9823 | 1056.712 | 14175.5636 | 7.4545 | 0.9362 | 0.88617 | 0.58859 | 6.1811 | 3067.2226 | 6400 | 3 | 4 | 11637.5446 | 12439.4138 | 12480.4138 | 62870.5447 | 47.6858
444 | C-CLW-TOU-CC-FP-HC-R60 | 745.9373 | 498.6485 | 1244.5858 | 14185.3769 | 8.7737 | 0.95021 | 0.88659 | 0.59718 | 6.2067 | 3814.8301 | 6800 | 3 | 4 | 11477.8456 | 12448.2946 | 12489.2946 | 65910.8456 | 42.9232
445 | C-CLW-TOU-CC-FP-HC-R60 | 757.7523 | 504.2861 | 1262.0384 | 14167.3568 | 8.9081 | 0.9516 | 0.88661 | 0.61951 | 6.203 | 3871.4862 | 7150 | 3 | 4 | 11447.6238 | 12432.096 | 12473.096 | 68680.6238 | 44.5371
446 | C-CLW-TOU-CC-FP-HC-R60 | 1263.5728 | 506.0087 | 1769.5814 | 14197.4509 | 12.4641 | 0.99012 | 0.88644 | 0.64035 | 6.2025 | 5897.6388 | 7600 | 3 | 4 | 11018.4414 | 12459.174 | 12500.174 | 71851.4415 | 33.5397
447 | C-CLW-TOU-CC-FP-HC-R60 | 1543.2939 | 507.9106 | 2051.2045 | 14206.4538 | 14.4385 | 1.0132 | 0.8866 | 0.6568 | 6.2137 | 7019.6933 | 8100 | 3 | 4 | 10773.6491 | 12467.2869 | 12508.2869 | 75606.6491 | 30.7616
448 | C-CLW-TOU-CC-FP-HC-R60 | 1341.1751 | 510.9481 | 1852.1232 | 14182.2632 | 13.0594 | 0.99736 | 0.88687 | 0.66294 | 6.2215 | 6216.2806 | 8425 | 3 | 4 | 10932.0252 | 12445.5693 | 12486.5693 | 78365.0252 | 35.5692
449 | C-CLW-TOU-CC-FP-HC-R60 | 2002.263 | 514.2208 | 2516.4838 | 14214.5023 | 17.7036 | 1.0533 | 0.88653 | 0.70108 | 6.2126 | 8866.0866 | 9025 | 3 | 4 | 10364.0598 | 12474.5472 | 12515.5472 | 82597.0598 | 27.849
450 | C-CLW-TOU-CC-FP-HC-R60 | 2326.1958 | 517.6055 | 2843.8012 | 14222.3026 | 19.9954 | 1.0837 | 0.88675 | 0.72883 | 6.2266 | 10167.4588 | 9575 | 3 | 4 | 10077.5366 | 12481.5873 | 12522.5873 | 86710.5366 | 26.0876
451 | ------ | 0 | 0 | 0 | 0 | #DIV/0! | #DIV/0! | #DIV/0! | #DIV/0! | #DIV/0! | 0 | 0 | 3 | 4 | 0 | 0 | 41 | 33 | #DIV/0!
452 | ------ | 0 | 0 | 0 | 0 | #DIV/0! | #DIV/0! | #DIV/0! | #DIV/0! | #DIV/0! | 0 | 0 | 3 | 4 | 0 | 0 | 41 | 33 | #DIV/0!
453 | ------ | 0 | 0 | 0 | 0 | #DIV/0! | #DIV/0! | #DIV/0! | #DIV/0! | #DIV/0! | 0 | 0 | 3 | 4 | 0 | 0 | 41 | 33 | #DIV/0!
454 | ------ | 0 | 0 | 0 | 0 | #DIV/0! | #DIV/0! | #DIV/0! | #DIV/0! | #DIV/0! | 0 | 0 | 3 | 4 | 0 | 0 | 41 | 33 | #DIV/0!
455 | ------ | 0 | 0 | 0 | 0 | #DIV/0! | #DIV/0! | #DIV/0! | #DIV/0! | #DIV/0! | 0 | 0 | 3 | 4 | 0 | 0 | 41 | 33 | #DIV/0!
456 | ------ | 0 | 0 | 0 | 0 | #DIV/0! | #DIV/0! | #DIV/0! | #DIV/0! | #DIV/0! | 0 | 0 | 3 | 4 | 0 | 0 | 41 | 33 | #DIV/0!
457 | ------ | 0 | 0 | 0 | 0 | #DIV/0! | #DIV/0! | #DIV/0! | #DIV/0! | #DIV/0! | 0 | 0 | 3 | 4 | 0 | 0 | 41 | 33 | #DIV/0!
458 | ------ | 0 | 0 | 0 | 0 | #DIV/0! | #DIV/0! | #DIV/0! | #DIV/0! | #DIV/0! | 0 | 0 | 3 | 4 | 0 | 0 | 41 | 33 | #DIV/0!
459 | ------ | 0 | 0 | 0 | 0 | #DIV/0! | #DIV/0! | #DIV/0! | #DIV/0! | #DIV/0! | 0 | 0 | 3 | 4 | 0 | 0 | 41 | 33 | #DIV/0!
460 | ------ | 0 | 0 | 0 | 0 | #DIV/0! | #DIV/0! | #DIV/0! | #DIV/0! | #DIV/0! | 0 | 0 | 3 | 4 | 0 | 0 | 41 | 33 | #DIV/0!
461 | ------ | 0 | 0 | 0 | 0 | #DIV/0! | #DIV/0! | #DIV/0! | #DIV/0! | #DIV/0! | 0 | 0 | 3 | 4 | 0 | 0 | 41 | 33 | #DIV/0!
462 | ------ | 0 | 0 | 0 | 0 | #DIV/0! | #DIV/0! | #DIV/0! | #DIV/0! | #DIV/0! | 0 | 0 | 3 | 4 | 0 | 0 | 41 | 33 | #DIV/0!
463 | ------ | 0 | 0 | 0 | 0 | #DIV/0! | #DIV/0! | #DIV/0! | #DIV/0! | #DIV/0! | 0 | 0 | 3 | 4 | 0 | 0 | 41 | 33 | #DIV/0!
464 | ------ | 0 | 0 | 0 | 0 | #DIV/0! | #DIV/0! | #DIV/0! | #DIV/0! | #DIV/0! | 0 | 0 | 3 | 4 | 0 | 0 | 41 | 33 | #DIV/0!
465 | ------ | 0 | 0 | 0 | 0 | #DIV/0! | #DIV/0! | #DIV/0! | #DIV/0! | #DIV/0! | 0 | 0 | 3 | 4 | 0 | 0 | 41 | 33 | #DIV/0!
466 | ------ | 0 | 0 | 0 | 0 | #DIV/0! | #DIV/0! | #DIV/0! | #DIV/0! | #DIV/0! | 0 | 0 | 3 | 4 | 0 | 0 | 41 | 33 | #DIV/0!
467 | ------ | 0 | 0 | 0 | 0 | #DIV/0! | #DIV/0! | #DIV/0! | #DIV/0! | #DIV/0! | 0 | 0 | 3 | 4 | 0 | 0 | 41 | 33 | #DIV/0!
468 | ------ | 0 | 0 | 0 | 0 | #DIV/0! | #DIV/0! | #DIV/0! | #DIV/0! | #DIV/0! | 0 | 0 | 3 | 4 | 0 | 0 | 41 | 33 | #DIV/0!
469 | ------ | 0 | 0 | 0 | 0 | #DIV/0! | #DIV/0! | #DIV/0! | #DIV/0! | #DIV/0! | 0 | 0 | 3 | 4 | 0 | 0 | 41 | 33 | #DIV/0!
470 | ------ | 0 | 0 | 0 | 0 | #DIV/0! | #DIV/0! | #DIV/0! | #DIV/0! | #DIV/0! | 0 | 0 | 3 | 4 | 0 | 0 | 41 | 33 | #DIV/0!
471 | ------ | 0 | 0 | 0 | 0 | #DIV/0! | #DIV/0! | #DIV/0! | #DIV/0! | #DIV/0! | 0 | 0 | 3 | 4 | 0 | 0 | 41 | 33 | #DIV/0!
472 | ------ | 0 | 0 | 0 | 0 | #DIV/0! | #DIV/0! | #DIV/0! | #DIV/0! | #DIV/0! | 0 | 0 | 3 | 4 | 0 | 0 | 41 | 33 | #DIV/0!
473 | ------ | 0 | 0 | 0 | 0 | #DIV/0! | #DIV/0! | #DIV/0! | #DIV/0! | #DIV/0! | 0 | 0 | 3 | 4 | 0 | 0 | 41 | 33 | #DIV/0!
474 | ------ | 0 | 0 | 0 | 0 | #DIV/0! | #DIV/0! | #DIV/0! | #DIV/0! | #DIV/0! | 0 | 0 | 3 | 4 | 0 | 0 | 41 | 33 | #DIV/0!
475 | ------ | 0 | 0 | 0 | 0 | #DIV/0! | #DIV/0! | #DIV/0! | #DIV/0! | #DIV/0! | 0 | 0 | 3 | 4 | 0 | 0 | 41 | 33 | #DIV/0!
476 | ------ | 0 | 0 | 0 | 0 | #DIV/0! | #DIV/0! | #DIV/0! | #DIV/0! | #DIV/0! | 0 | 0 | 3 | 4 | 0 | 0 | 41 | 33 | #DIV/0!
477 | ------ | 0 | 0 | 0 | 0 | #DIV/0! | #DIV/0! | #DIV/0! | #DIV/0! | #DIV/0! | 0 | 0 | 3 | 4 | 0 | 0 | 41 | 33 | #DIV/0!
478 | ------ | 0 | 0 | 0 | 0 | #DIV/0! | #DIV/0! | #DIV/0! | #DIV/0! | #DIV/0! | 0 | 0 | 3 | 4 | 0 | 0 | 41 | 33 | #DIV/0!
479 | ------ | 0 | 0 | 0 | 0 | #DIV/0! | #DIV/0! | #DIV/0! | #DIV/0! | #DIV/0! | 0 | 0 | 3 | 4 | 0 | 0 | 41 | 33 | #DIV/0!
480 | ------ | 0 | 0 | 0 | 0 | #DIV/0! | #DIV/0! | #DIV/0! | #DIV/0! | #DIV/0! | 0 | 0 | 3 | 4 | 0 | 0 | 41 | 33 | #DIV/0!
481 | ------ | 0 | 0 | 0 | 0 | #DIV/0! | #DIV/0! | #DIV/0! | #DIV/0! | #DIV/0! | 0 | 0 | 3 | 4 | 0 | 0 | 41 | 33 | #DIV/0!
482 | ------ | 0 | 0 | 0 | 0 | #DIV/0! | #DIV/0! | #DIV/0! | #DIV/0! | #DIV/0! | 0 | 0 | 3 | 4 | 0 | 0 | 41 | 33 | #DIV/0!
483 | ------ | 0 | 0 | 0 | 0 | #DIV/0! | #DIV/0! | #DIV/0! | #DIV/0! | #DIV/0! | 0 | 0 | 3 | 4 | 0 | 0 | 41 | 33 | #DIV/0!
484 | ------ | 0 | 0 | 0 | 0 | #DIV/0! | #DIV/0! | #DIV/0! | #DIV/0! | #DIV/0! | 0 | 0 | 3 | 4 | 0 | 0 | 41 | 33 | #DIV/0!
485 | ------ | 0 | 0 | 0 | 0 | #DIV/0! | #DIV/0! | #DIV/0! | #DIV/0! | #DIV/0! | 0 | 0 | 3 | 4 | 0 | 0 | 41 | 33 | #DIV/0!
486 | ------ | 0 | 0 | 0 | 0 | #DIV/0! | #DIV/0! | #DIV/0! | #DIV/0! | #DIV/0! | 0 | 0 | 3 | 4 | 0 | 0 | 41 | 33 | #DIV/0!
487 | ------ | 0 | 0 | 0 | 0 | #DIV/0! | #DIV/0! | #DIV/0! | #DIV/0! | #DIV/0! | 0 | 0 | 3 | 4 | 0 | 0 | 41 | 33 | #DIV/0!
488 | ------ | 0 | 0 | 0 | 0 | #DIV/0! | #DIV/0! | #DIV/0! | #DIV/0! | #DIV/0! | 0 | 0 | 3 | 4 | 0 | 0 | 41 | 33 | #DIV/0!
489 | ------ | 0 | 0 | 0 | 0 | #DIV/0! | #DIV/0! | #DIV/0! | #DIV/0! | #DIV/0! | 0 | 0 | 3 | 4 | 0 | 0 | 41 | 33 | #DIV/0!
490 | ------ | 0 | 0 | 0 | 0 | #DIV/0! | #DIV/0! | #DIV/0! | #DIV/0! | #DIV/0! | 0 | 0 | 3 | 4 | 0 | 0 | 41 | 33 | #DIV/0!
491 | ------ | 0 | 0 | 0 | 0 | #DIV/0! | #DIV/0! | #DIV/0! | #DIV/0! | #DIV/0! | 0 | 0 | 3 | 4 | 0 | 0 | 41 | 33 | #DIV/0!
492 | ------ | 0 | 0 | 0 | 0 | #DIV/0! | #DIV/0! | #DIV/0! | #DIV/0! | #DIV/0! | 0 | 0 | 3 | 4 | 0 | 0 | 41 | 33 | #DIV/0!
493 | ------ | 0 | 0 | 0 | 0 | #DIV/0! | #DIV/0! | #DIV/0! | #DIV/0! | #DIV/0! | 0 | 0 | 3 | 4 | 0 | 0 | 41 | 33 | #DIV/0!
494 | ------ | 0 | 0 | 0 | 0 | #DIV/0! | #DIV/0! | #DIV/0! | #DIV/0! | #DIV/0! | 0 | 0 | 3 | 4 | 0 | 0 | 41 | 33 | #DIV/0!
495 | ------ | 0 | 0 | 0 | 0 | #DIV/0! | #DIV/0! | #DIV/0! | #DIV/0! | #DIV/0! | 0 | 0 | 3 | 4 | 0 | 0 | 41 | 33 | #DIV/0!
496 | ------ | 0 | 0 | 0 | 0 | #DIV/0! | #DIV/0! | #DIV/0! | #DIV/0! | #DIV/0! | 0 | 0 | 3 | 4 | 0 | 0 | 41 | 33 | #DIV/0!
497 | ------ | 0 | 0 | 0 | 0 | #DIV/0! | #DIV/0! | #DIV/0! | #DIV/0! | #DIV/0! | 0 | 0 | 3 | 4 | 0 | 0 | 41 | 33 | #DIV/0!
498 | ------ | 0 | 0 | 0 | 0 | #DIV/0! | #DIV/0! | #DIV/0! | #DIV/0! | #DIV/0! | 0 | 0 | 3 | 4 | 0 | 0 | 41 | 33 | #DIV/0!
499 | ------ | 0 | 0 | 0 | 0 | #DIV/0! | #DIV/0! | #DIV/0! | #DIV/0! | #DIV/0! | 0 | 0 | 3 | 4 | 0 | 0 | 41 | 33 | #DIV/0!
500 | ------ | 0 | 0 | 0 | 0 | #DIV/0! | #DIV/0! | #DIV/0! | #DIV/0! | #DIV/0! | 0 | 0 | 3 | 4 | 0 | 0 | 41 | 33 | #DIV/0!
501 | ------ | 0 | 0 | 0 | 0 | #DIV/0! | #DIV/0! | #DIV/0! | #DIV/0! | #DIV/0! | 0 | 0 | 3 | 4 | 0 | 0 | 41 | 33 | #DIV/0!
502 | ------ | 0 | 0 | 0 | 0 | #DIV/0! | #DIV/0! | #DIV/0! | #DIV/0! | #DIV/0! | 0 | 0 | 3 | 4 | 0 | 0 | 41 | 33 | #DIV/0!
503 | ------ | 0 | 0 | 0 | 0 | #DIV/0! | #DIV/0! | #DIV/0! | #DIV/0! | #DIV/0! | 0 | 0 | 3 | 4 | 0 | 0 | 41 | 33 | #DIV/0!
504 | ------ | 0 | 0 | 0 | 0 | #DIV/0! | #DIV/0! | #DIV/0! | #DIV/0! | #DIV/0! | 0 | 0 | 3 | 4 | 0 | 0 | 41 | 33 | #DIV/0!
505 | ------ | 0 | 0 | 0 | 0 | #DIV/0! | #DIV/0! | #DIV/0! | #DIV/0! | #DIV/0! | 0 | 0 | 3 | 4 | 0 | 0 | 41 | 33 | #DIV/0!
506 | ------ | 0 | 0 | 0 | 0 | #DIV/0! | #DIV/0! | #DIV/0! | #DIV/0! | #DIV/0! | 0 | 0 | 3 | 4 | 0 | 0 | 41 | 33 | #DIV/0!
507 | ------ | 0 | 0 | 0 | 0 | #DIV/0! | #DIV/0! | #DIV/0! | #DIV/0! | #DIV/0! | 0 | 0 | 3 | 4 | 0 | 0 | 41 | 33 | #DIV/0!
508 | ------ | 0 | 0 | 0 | 0 | #DIV/0! | #DIV/0! | #DIV/0! | #DIV/0! | #DIV/0! | 0 | 0 | 3 | 4 | 0 | 0 | 41 | 33 | #DIV/0!
509 | ------ | 0 | 0 | 0 | 0 | #DIV/0! | #DIV/0! | #DIV/0! | #DIV/0! | #DIV/0! | 0 | 0 | 3 | 4 | 0 | 0 | 41 | 33 | #DIV/0!
510 | ------ | 0 | 0 | 0 | 0 | #DIV/0! | #DIV/0! | #DIV/0! | #DIV/0! | #DIV/0! | 0 | 0 | 3 | 4 | 0 | 0 | 41 | 33 | #DIV/0!
511 | ------ | 0 | 0 | 0 | 0 | #DIV/0! | #DIV/0! | #DIV/0! | #DIV/0! | #DIV/0! | 0 | 0 | 3 | 4 | 0 | 0 | 41 | 33 | #DIV/0!
512 | ------ | 0 | 0 | 0 | 0 | #DIV/0! | #DIV/0! | #DIV/0! | #DIV/0! | #DIV/0! | 0 | 0 | 3 | 4 | 0 | 0 | 41 | 33 | #DIV/0!
513 | ------ | 0 | 0 | 0 | 0 | #DIV/0! | #DIV/0! | #DIV/0! | #DIV/0! | #DIV/0! | 0 | 0 | 3 | 4 | 0 | 0 | 41 | 33 | #DIV/0!
514 | ------ | 0 | 0 | 0 | 0 | #DIV/0! | #DIV/0! | #DIV/0! | #DIV/0! | #DIV/0! | 0 | 0 | 3 | 4 | 0 | 0 | 41 | 33 | #DIV/0!
515 | ------ | 0 | 0 | 0 | 0 | #DIV/0! | #DIV/0! | #DIV/0! | #DIV/0! | #DIV/0! | 0 | 0 | 3 | 4 | 0 | 0 | 41 | 33 | #DIV/0!
516 | ------ | 0 | 0 | 0 | 0 | #DIV/0! | #DIV/0! | #DIV/0! | #DIV/0! | #DIV/0! | 0 | 0 | 3 | 4 | 0 | 0 | 41 | 33 | #DIV/0!
517 | ------ | 0 | 0 | 0 | 0 | #DIV/0! | #DIV/0! | #DIV/0! | #DIV/0! | #DIV/0! | 0 | 0 | 3 | 4 | 0 | 0 | 41 | 33 | #DIV/0!
518 | ------ | 0 | 0 | 0 | 0 | #DIV/0! | #DIV/0! | #DIV/0! | #DIV/0! | #DIV/0! | 0 | 0 | 3 | 4 | 0 | 0 | 41 | 33 | #DIV/0!
519 | ------ | 0 | 0 | 0 | 0 | #DIV/0! | #DIV/0! | #DIV/0! | #DIV/0! | #DIV/0! | 0 | 0 | 3 | 4 | 0 | 0 | 41 | 33 | #DIV/0!
520 | ------ | 0 | 0 | 0 | 0 | #DIV/0! | #DIV/0! | #DIV/0! | #DIV/0! | #DIV/0! | 0 | 0 | 3 | 4 | 0 | 0 | 41 | 33 | #DIV/0!
521 | ------ | 0 | 0 | 0 | 0 | #DIV/0! | #DIV/0! | #DIV/0! | #DIV/0! | #DIV/0! | 0 | 0 | 3 | 4 | 0 | 0 | 41 | 33 | #DIV/0!
522 | ------ | 0 | 0 | 0 | 0 | #DIV/0! | #DIV/0! | #DIV/0! | #DIV/0! | #DIV/0! | 0 | 0 | 3 | 4 | 0 | 0 | 41 | 33 | #DIV/0!
523 | ------ | 0 | 0 | 0 | 0 | #DIV/0! | #DIV/0! | #DIV/0! | #DIV/0! | #DIV/0! | 0 | 0 | 3 | 4 | 0 | 0 | 41 | 33 | #DIV/0!
524 | ------ | 0 | 0 | 0 | 0 | #DIV/0! | #DIV/0! | #DIV/0! | #DIV/0! | #DIV/0! | 0 | 0 | 3 | 4 | 0 | 0 | 41 | 33 | #DIV/0!
525 | ------ | 0 | 0 | 0 | 0 | #DIV/0! | #DIV/0! | #DIV/0! | #DIV/0! | #DIV/0! | 0 | 0 | 3 | 4 | 0 | 0 | 41 | 33 | #DIV/0!
526 | ------ | 0 | 0 | 0 | 0 | #DIV/0! | #DIV/0! | #DIV/0! | #DIV/0! | #DIV/0! | 0 | 0 | 3 | 4 | 0 | 0 | 41 | 33 | #DIV/0!
527 | ------ | 0 | 0 | 0 | 0 | #DIV/0! | #DIV/0! | #DIV/0! | #DIV/0! | #DIV/0! | 0 | 0 | 3 | 4 | 0 | 0 | 41 | 33 | #DIV/0!
528 | ------ | 0 | 0 | 0 | 0 | #DIV/0! | #DIV/0! | #DIV/0! | #DIV/0! | #DIV/0! | 0 | 0 | 3 | 4 | 0 | 0 | 41 | 33 | #DIV/0!
529 | ------ | 0 | 0 | 0 | 0 | #DIV/0! | #DIV/0! | #DIV/0! | #DIV/0! | #DIV/0! | 0 | 0 | 3 | 4 | 0 | 0 | 41 | 33 | #DIV/0!
530 | ------ | 0 | 0 | 0 | 0 | #DIV/0! | #DIV/0! | #DIV/0! | #DIV/0! | #DIV/0! | 0 | 0 | 3 | 4 | 0 | 0 | 41 | 33 | #DIV/0!
531 | ------ | 0 | 0 | 0 | 0 | #DIV/0! | #DIV/0! | #DIV/0! | #DIV/0! | #DIV/0! | 0 | 0 | 3 | 4 | 0 | 0 | 41 | 33 | #DIV/0!
532 | ------ | 0 | 0 | 0 | 0 | #DIV/0! | #DIV/0! | #DIV/0! | #DIV/0! | #DIV/0! | 0 | 0 | 3 | 4 | 0 | 0 | 41 | 33 | #DIV/0!
533 | ------ | 0 | 0 | 0 | 0 | #DIV/0! | #DIV/0! | #DIV/0! | #DIV/0! | #DIV/0! | 0 | 0 | 3 | 4 | 0 | 0 | 41 | 33 | #DIV/0!
534 | ------ | 0 | 0 | 0 | 0 | #DIV/0! | #DIV/0! | #DIV/0! | #DIV/0! | #DIV/0! | 0 | 0 | 3 | 4 | 0 | 0 | 41 | 33 | #DIV/0!
535 | ------ | 0 | 0 | 0 | 0 | #DIV/0! | #DIV/0! | #DIV/0! | #DIV/0! | #DIV/0! | 0 | 0 | 3 | 4 | 0 | 0 | 41 | 33 | #DIV/0!
536 | ------ | 0 | 0 | 0 | 0 | #DIV/0! | #DIV/0! | #DIV/0! | #DIV/0! | #DIV/0! | 0 | 0 | 3 | 4 | 0 | 0 | 41 | 33 | #DIV/0!
537 | ------ | 0 | 0 | 0 | 0 | #DIV/0! | #DIV/0! | #DIV/0! | #DIV/0! | #DIV/0! | 0 | 0 | 3 | 4 | 0 | 0 | 41 | 33 | #DIV/0!
538 | ------ | 0 | 0 | 0 | 0 | #DIV/0! | #DIV/0! | #DIV/0! | #DIV/0! | #DIV/0! | 0 | 0 | 3 | 4 | 0 | 0 | 41 | 33 | #DIV/0!
539 | ------ | 0 | 0 | 0 | 0 | #DIV/0! | #DIV/0! | #DIV/0! | #DIV/0! | #DIV/0! | 0 | 0 | 3 | 4 | 0 | 0 | 41 | 33 | #DIV/0!
540 | ------ | 0 | 0 | 0 | 0 | #DIV/0! | #DIV/0! | #DIV/0! | #DIV/0! | #DIV/0! | 0 | 0 | 3 | 4 | 0 | 0 | 41 | 33 | #DIV/0!
541 | ------ | 0 | 0 | 0 | 0 | #DIV/0! | #DIV/0! | #DIV/0! | #DIV/0! | #DIV/0! | 0 | 0 | 3 | 4 | 0 | 0 | 41 | 33 | #DIV/0!
542 | ------ | 0 | 0 | 0 | 0 | #DIV/0! | #DIV/0! | #DIV/0! | #DIV/0! | #DIV/0! | 0 | 0 | 3 | 4 | 0 | 0 | 41 | 33 | #DIV/0!
543 | ------ | 0 | 0 | 0 | 0 | #DIV/0! | #DIV/0! | #DIV/0! | #DIV/0! | #DIV/0! | 0 | 0 | 3 | 4 | 0 | 0 | 41 | 33 | #DIV/0!
544 | ------ | 0 | 0 | 0 | 0 | #DIV/0! | #DIV/0! | #DIV/0! | #DIV/0! | #DIV/0! | 0 | 0 | 3 | 4 | 0 | 0 | 41 | 33 | #DIV/0!
545 | ------ | 0 | 0 | 0 | 0 | #DIV/0! | #DIV/0! | #DIV/0! | #DIV/0! | #DIV/0! | 0 | 0 | 3 | 4 | 0 | 0 | 41 | 33 | #DIV/0!
546 | ------ | 0 | 0 | 0 | 0 | #DIV/0! | #DIV/0! | #DIV/0! | #DIV/0! | #DIV/0! | 0 | 0 | 3 | 4 | 0 | 0 | 41 | 33 | #DIV/0!
547 | ------ | 0 | 0 | 0 | 0 | #DIV/0! | #DIV/0! | #DIV/0! | #DIV/0! | #DIV/0! | 0 | 0 | 3 | 4 | 0 | 0 | 41 | 33 | #DIV/0!
548 | ------ | 0 | 0 | 0 | 0 | #DIV/0! | #DIV/0! | #DIV/0! | #DIV/0! | #DIV/0! | 0 | 0 | 3 | 4 | 0 | 0 | 41 | 33 | #DIV/0!
549 | ------ | 0 | 0 | 0 | 0 | #DIV/0! | #DIV/0! | #DIV/0! | #DIV/0! | #DIV/0! | 0 | 0 | 3 | 4 | 0 | 0 | 41 | 33 | #DIV/0!
550 | ------ | 0 | 0 | 0 | 0 | #DIV/0! | #DIV/0! | #DIV/0! | #DIV/0! | #DIV/0! | 0 | 0 | 3 | 4 | 0 | 0 | 41 | 33 | #DIV/0!
551 | ------ | 0 | 0 | 0 | 0 | #DIV/0! | #DIV/0! | #DIV/0! | #DIV/0! | #DIV/0! | 0 | 0 | 3 | 4 | 0 | 0 | 41 | 33 | #DIV/0!
552 | ------ | 0 | 0 | 0 | 0 | #DIV/0! | #DIV/0! | #DIV/0! | #DIV/0! | #DIV/0! | 0 | 0 | 3 | 4 | 0 | 0 | 41 | 33 | #DIV/0!
553 | ------ | 0 | 0 | 0 | 0 | #DIV/0! | #DIV/0! | #DIV/0! | #DIV/0! | #DIV/0! | 0 | 0 | 3 | 4 | 0 | 0 | 41 | 33 | #DIV/0!
554 | ------ | 0 | 0 | 0 | 0 | #DIV/0! | #DIV/0! | #DIV/0! | #DIV/0! | #DIV/0! | 0 | 0 | 3 | 4 | 0 | 0 | 41 | 33 | #DIV/0!
555 | ------ | 0 | 0 | 0 | 0 | #DIV/0! | #DIV/0! | #DIV/0! | #DIV/0! | #DIV/0! | 0 | 0 | 3 | 4 | 0 | 0 | 41 | 33 | #DIV/0!
556 | ------ | 0 | 0 | 0 | 0 | #DIV/0! | #DIV/0! | #DIV/0! | #DIV/0! | #DIV/0! | 0 | 0 | 3 | 4 | 0 | 0 | 41 | 33 | #DIV/0!
557 | ------ | 0 | 0 | 0 | 0 | #DIV/0! | #DIV/0! | #DIV/0! | #DIV/0! | #DIV/0! | 0 | 0 | 3 | 4 | 0 | 0 | 41 | 33 | #DIV/0!
558 | ------ | 0 | 0 | 0 | 0 | #DIV/0! | #DIV/0! | #DIV/0! | #DIV/0! | #DIV/0! | 0 | 0 | 3 | 4 | 0 | 0 | 41 | 33 | #DIV/0!
559 | ------ | 0 | 0 | 0 | 0 | #DIV/0! | #DIV/0! | #DIV/0! | #DIV/0! | #DIV/0! | 0 | 0 | 3 | 4 | 0 | 0 | 41 | 33 | #DIV/0!
560 | ------ | 0 | 0 | 0 | 0 | #DIV/0! | #DIV/0! | #DIV/0! | #DIV/0! | #DIV/0! | 0 | 0 | 3 | 4 | 0 | 0 | 41 | 33 | #DIV/0!
561 | ------ | 0 | 0 | 0 | 0 | #DIV/0! | #DIV/0! | #DIV/0! | #DIV/0! | #DIV/0! | 0 | 0 | 3 | 4 | 0 | 0 | 41 | 33 | #DIV/0!
562 | ------ | 0 | 0 | 0 | 0 | #DIV/0! | #DIV/0! | #DIV/0! | #DIV/0! | #DIV/0! | 0 | 0 | 3 | 4 | 0 | 0 | 41 | 33 | #DIV/0!
563 | ------ | 0 | 0 | 0 | 0 | #DIV/0! | #DIV/0! | #DIV/0! | #DIV/0! | #DIV/0! | 0 | 0 | 3 | 4 | 0 | 0 | 41 | 33 | #DIV/0!
564 | ------ | 0 | 0 | 0 | 0 | #DIV/0! | #DIV/0! | #DIV/0! | #DIV/0! | #DIV/0! | 0 | 0 | 3 | 4 | 0 | 0 | 41 | 33 | #DIV/0!
565 | ------ | 0 | 0 | 0 | 0 | #DIV/0! | #DIV/0! | #DIV/0! | #DIV/0! | #DIV/0! | 0 | 0 | 3 | 4 | 0 | 0 | 41 | 33 | #DIV/0!
566 | ------ | 0 | 0 | 0 | 0 | #DIV/0! | #DIV/0! | #DIV/0! | #DIV/0! | #DIV/0! | 0 | 0 | 3 | 4 | 0 | 0 | 41 | 33 | #DIV/0!
567 | ------ | 0 | 0 | 0 | 0 | #DIV/0! | #DIV/0! | #DIV/0! | #DIV/0! | #DIV/0! | 0 | 0 | 3 | 4 | 0 | 0 | 41 | 33 | #DIV/0!
568 | ------ | 0 | 0 | 0 | 0 | #DIV/0! | #DIV/0! | #DIV/0! | #DIV/0! | #DIV/0! | 0 | 0 | 3 | 4 | 0 | 0 | 41 | 33 | #DIV/0!
569 | ------ | 0 | 0 | 0 | 0 | #DIV/0! | #DIV/0! | #DIV/0! | #DIV/0! | #DIV/0! | 0 | 0 | 3 | 4 | 0 | 0 | 41 | 33 | #DIV/0!
570 | ------ | 0 | 0 | 0 | 0 | #DIV/0! | #DIV/0! | #DIV/0! | #DIV/0! | #DIV/0! | 0 | 0 | 3 | 4 | 0 | 0 | 41 | 33 | #DIV/0!
571 | ------ | 0 | 0 | 0 | 0 | #DIV/0! | #DIV/0! | #DIV/0! | #DIV/0! | #DIV/0! | 0 | 0 | 3 | 4 | 0 | 0 | 41 | 33 | #DIV/0!
572 | ------ | 0 | 0 | 0 | 0 | #DIV/0! | #DIV/0! | #DIV/0! | #DIV/0! | #DIV/0! | 0 | 0 | 3 | 4 | 0 | 0 | 41 | 33 | #DIV/0!
573 | ------ | 0 | 0 | 0 | 0 | #DIV/0! | #DIV/0! | #DIV/0! | #DIV/0! | #DIV/0! | 0 | 0 | 3 | 4 | 0 | 0 | 41 | 33 | #DIV/0!
574 | ------ | 0 | 0 | 0 | 0 | #DIV/0! | #DIV/0! | #DIV/0! | #DIV/0! | #DIV/0! | 0 | 0 | 3 | 4 | 0 | 0 | 41 | 33 | #DIV/0!
575 | ------ | 0 | 0 | 0 | 0 | #DIV/0! | #DIV/0! | #DIV/0! | #DIV/0! | #DIV/0! | 0 | 0 | 3 | 4 | 0 | 0 | 41 | 33 | #DIV/0!
576 | ------ | 0 | 0 | 0 | 0 | #DIV/0! | #DIV/0! | #DIV/0! | #DIV/0! | #DIV/0! | 0 | 0 | 3 | 4 | 0 | 0 | 41 | 33 | #DIV/0!
577 | ------ | 0 | 0 | 0 | 0 | #DIV/0! | #DIV/0! | #DIV/0! | #DIV/0! | #DIV/0! | 0 | 0 | 3 | 4 | 0 | 0 | 41 | 33 | #DIV/0!
578 | ------ | 0 | 0 | 0 | 0 | #DIV/0! | #DIV/0! | #DIV/0! | #DIV/0! | #DIV/0! | 0 | 0 | 3 | 4 | 0 | 0 | 41 | 33 | #DIV/0!
579 | ------ | 0 | 0 | 0 | 0 | #DIV/0! | #DIV/0! | #DIV/0! | #DIV/0! | #DIV/0! | 0 | 0 | 3 | 4 | 0 | 0 | 41 | 33 | #DIV/0!
580 | ------ | 0 | 0 | 0 | 0 | #DIV/0! | #DIV/0! | #DIV/0! | #DIV/0! | #DIV/0! | 0 | 0 | 3 | 4 | 0 | 0 | 41 | 33 | #DIV/0!
581 | ------ | 0 | 0 | 0 | 0 | #DIV/0! | #DIV/0! | #DIV/0! | #DIV/0! | #DIV/0! | 0 | 0 | 3 | 4 | 0 | 0 | 41 | 33 | #DIV/0!
582 | ------ | 0 | 0 | 0 | 0 | #DIV/0! | #DIV/0! | #DIV/0! | #DIV/0! | #DIV/0! | 0 | 0 | 3 | 4 | 0 | 0 | 41 | 33 | #DIV/0!
583 | ------ | 0 | 0 | 0 | 0 | #DIV/0! | #DIV/0! | #DIV/0! | #DIV/0! | #DIV/0! | 0 | 0 | 3 | 4 | 0 | 0 | 41 | 33 | #DIV/0!
584 | ------ | 0 | 0 | 0 | 0 | #DIV/0! | #DIV/0! | #DIV/0! | #DIV/0! | #DIV/0! | 0 | 0 | 3 | 4 | 0 | 0 | 41 | 33 | #DIV/0!
585 | ------ | 0 | 0 | 0 | 0 | #DIV/0! | #DIV/0! | #DIV/0! | #DIV/0! | #DIV/0! | 0 | 0 | 3 | 4 | 0 | 0 | 41 | 33 | #DIV/0!
586 | ------ | 0 | 0 | 0 | 0 | #DIV/0! | #DIV/0! | #DIV/0! | #DIV/0! | #DIV/0! | 0 | 0 | 3 | 4 | 0 | 0 | 41 | 33 | #DIV/0!
587 | ------ | 0 | 0 | 0 | 0 | #DIV/0! | #DIV/0! | #DIV/0! | #DIV/0! | #DIV/0! | 0 | 0 | 3 | 4 | 0 | 0 | 41 | 33 | #DIV/0!
588 | ------ | 0 | 0 | 0 | 0 | #DIV/0! | #DIV/0! | #DIV/0! | #DIV/0! | #DIV/0! | 0 | 0 | 3 | 4 | 0 | 0 | 41 | 33 | #DIV/0!
589 | ------ | 0 | 0 | 0 | 0 | #DIV/0! | #DIV/0! | #DIV/0! | #DIV/0! | #DIV/0! | 0 | 0 | 3 | 4 | 0 | 0 | 41 | 33 | #DIV/0!
590 | ------ | 0 | 0 | 0 | 0 | #DIV/0! | #DIV/0! | #DIV/0! | #DIV/0! | #DIV/0! | 0 | 0 | 3 | 4 | 0 | 0 | 41 | 33 | #DIV/0!
591 | ------ | 0 | 0 | 0 | 0 | #DIV/0! | #DIV/0! | #DIV/0! | #DIV/0! | #DIV/0! | 0 | 0 | 3 | 4 | 0 | 0 | 41 | 33 | #DIV/0!
592 | ------ | 0 | 0 | 0 | 0 | #DIV/0! | #DIV/0! | #DIV/0! | #DIV/0! | #DIV/0! | 0 | 0 | 3 | 4 | 0 | 0 | 41 | 33 | #DIV/0!
593 | ------ | 0 | 0 | 0 | 0 | #DIV/0! | #DIV/0! | #DIV/0! | #DIV/0! | #DIV/0! | 0 | 0 | 3 | 4 | 0 | 0 | 41 | 33 | #DIV/0!
594 | ------ | 0 | 0 | 0 | 0 | #DIV/0! | #DIV/0! | #DIV/0! | #DIV/0! | #DIV/0! | 0 | 0 | 3 | 4 | 0 | 0 | 41 | 33 | #DIV/0!
595 | ------ | 0 | 0 | 0 | 0 | #DIV/0! | #DIV/0! | #DIV/0! | #DIV/0! | #DIV/0! | 0 | 0 | 3 | 4 | 0 | 0 | 41 | 33 | #DIV/0!
596 | ------ | 0 | 0 | 0 | 0 | #DIV/0! | #DIV/0! | #DIV/0! | #DIV/0! | #DIV/0! | 0 | 0 | 3 | 4 | 0 | 0 | 41 | 33 | #DIV/0!
597 | ------ | 0 | 0 | 0 | 0 | #DIV/0! | #DIV/0! | #DIV/0! | #DIV/0! | #DIV/0! | 0 | 0 | 3 | 4 | 0 | 0 | 41 | 33 | #DIV/0!
598 | ------ | 0 | 0 | 0 | 0 | #DIV/0! | #DIV/0! | #DIV/0! | #DIV/0! | #DIV/0! | 0 | 0 | 3 | 4 | 0 | 0 | 41 | 33 | #DIV/0!
599 | ------ | 0 | 0 | 0 | 0 | #DIV/0! | #DIV/0! | #DIV/0! | #DIV/0! | #DIV/0! | 0 | 0 | 3 | 4 | 0 | 0 | 41 | 33 | #DIV/0!
600 | ------ | 0 | 0 | 0 | 0 | #DIV/0! | #DIV/0! | #DIV/0! | #DIV/0! | #DIV/0! | 0 | 0 | 3 | 4 | 0 | 0 | 41 | 33 | #DIV/0!
601 | ------ | 0 | 0 | 0 | 0 | #DIV/0! | #DIV/0! | #DIV/0! | #DIV/0! | #DIV/0! | 0 | 0 | 3 | 4 | 0 | 0 | 41 | 33 | #DIV/0!
602 | ------ | 0 | 0 | 0 | 0 | #DIV/0! | #DIV/0! | #DIV/0! | #DIV/0! | #DIV/0! | 0 | 0 | 3 | 4 | 0 | 0 | 41 | 33 | #DIV/0!
603 | ------ | 0 | 0 | 0 | 0 | #DIV/0! | #DIV/0! | #DIV/0! | #DIV/0! | #DIV/0! | 0 | 0 | 3 | 4 | 0 | 0 | 41 | 33 | #DIV/0!
604 | ------ | 0 | 0 | 0 | 0 | #DIV/0! | #DIV/0! | #DIV/0! | #DIV/0! | #DIV/0! | 0 | 0 | 3 | 4 | 0 | 0 | 41 | 33 | #DIV/0!
605 | ------ | 0 | 0 | 0 | 0 | #DIV/0! | #DIV/0! | #DIV/0! | #DIV/0! | #DIV/0! | 0 | 0 | 3 | 4 | 0 | 0 | 41 | 33 | #DIV/0!
606 | ------ | 0 | 0 | 0 | 0 | #DIV/0! | #DIV/0! | #DIV/0! | #DIV/0! | #DIV/0! | 0 | 0 | 3 | 4 | 0 | 0 | 41 | 33 | #DIV/0!
607 | ------ | 0 | 0 | 0 | 0 | #DIV/0! | #DIV/0! | #DIV/0! | #DIV/0! | #DIV/0! | 0 | 0 | 3 | 4 | 0 | 0 | 41 | 33 | #DIV/0!
608 | ------ | 0 | 0 | 0 | 0 | #DIV/0! | #DIV/0! | #DIV/0! | #DIV/0! | #DIV/0! | 0 | 0 | 3 | 4 | 0 | 0 | 41 | 33 | #DIV/0!
609 | ------ | 0 | 0 | 0 | 0 | #DIV/0! | #DIV/0! | #DIV/0! | #DIV/0! | #DIV/0! | 0 | 0 | 3 | 4 | 0 | 0 | 41 | 33 | #DIV/0!
610 | ------ | 0 | 0 | 0 | 0 | #DIV/0! | #DIV/0! | #DIV/0! | #DIV/0! | #DIV/0! | 0 | 0 | 3 | 4 | 0 | 0 | 41 | 33 | #DIV/0!
611 | ------ | 0 | 0 | 0 | 0 | #DIV/0! | #DIV/0! | #DIV/0! | #DIV/0! | #DIV/0! | 0 | 0 | 3 | 4 | 0 | 0 | 41 | 33 | #DIV/0!
612 | ------ | 0 | 0 | 0 | 0 | #DIV/0! | #DIV/0! | #DIV/0! | #DIV/0! | #DIV/0! | 0 | 0 | 3 | 4 | 0 | 0 | 41 | 33 | #DIV/0!
613 | ------ | 0 | 0 | 0 | 0 | #DIV/0! | #DIV/0! | #DIV/0! | #DIV/0! | #DIV/0! | 0 | 0 | 3 | 4 | 0 | 0 | 41 | 33 | #DIV/0!
614 | ------ | 0 | 0 | 0 | 0 | #DIV/0! | #DIV/0! | #DIV/0! | #DIV/0! | #DIV/0! | 0 | 0 | 3 | 4 | 0 | 0 | 41 | 33 | #DIV/0!
615 | ------ | 0 | 0 | 0 | 0 | #DIV/0! | #DIV/0! | #DIV/0! | #DIV/0! | #DIV/0! | 0 | 0 | 3 | 4 | 0 | 0 | 41 | 33 | #DIV/0!
616 | ------ | 0 | 0 | 0 | 0 | #DIV/0! | #DIV/0! | #DIV/0! | #DIV/0! | #DIV/0! | 0 | 0 | 3 | 4 | 0 | 0 | 41 | 33 | #DIV/0!
617 | ------ | 0 | 0 | 0 | 0 | #DIV/0! | #DIV/0! | #DIV/0! | #DIV/0! | #DIV/0! | 0 | 0 | 3 | 4 | 0 | 0 | 41 | 33 | #DIV/0!
618 | ------ | 0 | 0 | 0 | 0 | #DIV/0! | #DIV/0! | #DIV/0! | #DIV/0! | #DIV/0! | 0 | 0 | 3 | 4 | 0 | 0 | 41 | 33 | #DIV/0!
619 | ------ | 0 | 0 | 0 | 0 | #DIV/0! | #DIV/0! | #DIV/0! | #DIV/0! | #DIV/0! | 0 | 0 | 3 | 4 | 0 | 0 | 41 | 33 | #DIV/0!
620 | ------ | 0 | 0 | 0 | 0 | #DIV/0! | #DIV/0! | #DIV/0! | #DIV/0! | #DIV/0! | 0 | 0 | 3 | 4 | 0 | 0 | 41 | 33 | #DIV/0!
621 | ------ | 0 | 0 | 0 | 0 | #DIV/0! | #DIV/0! | #DIV/0! | #DIV/0! | #DIV/0! | 0 | 0 | 3 | 4 | 0 | 0 | 41 | 33 | #DIV/0!
622 | ------ | 0 | 0 | 0 | 0 | #DIV/0! | #DIV/0! | #DIV/0! | #DIV/0! | #DIV/0! | 0 | 0 | 3 | 4 | 0 | 0 | 41 | 33 | #DIV/0!
623 | ------ | 0 | 0 | 0 | 0 | #DIV/0! | #DIV/0! | #DIV/0! | #DIV/0! | #DIV/0! | 0 | 0 | 3 | 4 | 0 | 0 | 41 | 33 | #DIV/0!
624 | ------ | 0 | 0 | 0 | 0 | #DIV/0! | #DIV/0! | #DIV/0! | #DIV/0! | #DIV/0! | 0 | 0 | 3 | 4 | 0 | 0 | 41 | 33 | #DIV/0!
625 | ------ | 0 | 0 | 0 | 0 | #DIV/0! | #DIV/0! | #DIV/0! | #DIV/0! | #DIV/0! | 0 | 0 | 3 | 4 | 0 | 0 | 41 | 33 | #DIV/0!
626 | ------ | 0 | 0 | 0 | 0 | #DIV/0! | #DIV/0! | #DIV/0! | #DIV/0! | #DIV/0! | 0 | 0 | 3 | 4 | 0 | 0 | 41 | 33 | #DIV/0!
627 | ------ | 0 | 0 | 0 | 0 | #DIV/0! | #DIV/0! | #DIV/0! | #DIV/0! | #DIV/0! | 0 | 0 | 3 | 4 | 0 | 0 | 41 | 33 | #DIV/0!
628 | ------ | 0 | 0 | 0 | 0 | #DIV/0! | #DIV/0! | #DIV/0! | #DIV/0! | #DIV/0! | 0 | 0 | 3 | 4 | 0 | 0 | 41 | 33 | #DIV/0!
629 | ------ | 0 | 0 | 0 | 0 | #DIV/0! | #DIV/0! | #DIV/0! | #DIV/0! | #DIV/0! | 0 | 0 | 3 | 4 | 0 | 0 | 41 | 33 | #DIV/0!
630 | ------ | 0 | 0 | 0 | 0 | #DIV/0! | #DIV/0! | #DIV/0! | #DIV/0! | #DIV/0! | 0 | 0 | 3 | 4 | 0 | 0 | 41 | 33 | #DIV/0!
631 | ------ | 0 | 0 | 0 | 0 | #DIV/0! | #DIV/0! | #DIV/0! | #DIV/0! | #DIV/0! | 0 | 0 | 3 | 4 | 0 | 0 | 41 | 33 | #DIV/0!
632 | ------ | 0 | 0 | 0 | 0 | #DIV/0! | #DIV/0! | #DIV/0! | #DIV/0! | #DIV/0! | 0 | 0 | 3 | 4 | 0 | 0 | 41 | 33 | #DIV/0!
633 | ------ | 0 | 0 | 0 | 0 | #DIV/0! | #DIV/0! | #DIV/0! | #DIV/0! | #DIV/0! | 0 | 0 | 3 | 4 | 0 | 0 | 41 | 33 | #DIV/0!
634 | ------ | 0 | 0 | 0 | 0 | #DIV/0! | #DIV/0! | #DIV/0! | #DIV/0! | #DIV/0! | 0 | 0 | 3 | 4 | 0 | 0 | 41 | 33 | #DIV/0!
635 | ------ | 0 | 0 | 0 | 0 | #DIV/0! | #DIV/0! | #DIV/0! | #DIV/0! | #DIV/0! | 0 | 0 | 3 | 4 | 0 | 0 | 41 | 33 | #DIV/0!
636 | ------ | 0 | 0 | 0 | 0 | #DIV/0! | #DIV/0! | #DIV/0! | #DIV/0! | #DIV/0! | 0 | 0 | 3 | 4 | 0 | 0 | 41 | 33 | #DIV/0!
637 | ------ | 0 | 0 | 0 | 0 | #DIV/0! | #DIV/0! | #DIV/0! | #DIV/0! | #DIV/0! | 0 | 0 | 3 | 4 | 0 | 0 | 41 | 33 | #DIV/0!
638 | ------ | 0 | 0 | 0 | 0 | #DIV/0! | #DIV/0! | #DIV/0! | #DIV/0! | #DIV/0! | 0 | 0 | 3 | 4 | 0 | 0 | 41 | 33 | #DIV/0!
639 | ------ | 0 | 0 | 0 | 0 | #DIV/0! | #DIV/0! | #DIV/0! | #DIV/0! | #DIV/0! | 0 | 0 | 3 | 4 | 0 | 0 | 41 | 33 | #DIV/0!
640 | ------ | 0 | 0 | 0 | 0 | #DIV/0! | #DIV/0! | #DIV/0! | #DIV/0! | #DIV/0! | 0 | 0 | 3 | 4 | 0 | 0 | 41 | 33 | #DIV/0!
641 | ------ | 0 | 0 | 0 | 0 | #DIV/0! | #DIV/0! | #DIV/0! | #DIV/0! | #DIV/0! | 0 | 0 | 3 | 4 | 0 | 0 | 41 | 33 | #DIV/0!
642 | ------ | 0 | 0 | 0 | 0 | #DIV/0! | #DIV/0! | #DIV/0! | #DIV/0! | #DIV/0! | 0 | 0 | 3 | 4 | 0 | 0 | 41 | 33 | #DIV/0!
643 | ------ | 0 | 0 | 0 | 0 | #DIV/0! | #DIV/0! | #DIV/0! | #DIV/0! | #DIV/0! | 0 | 0 | 3 | 4 | 0 | 0 | 41 | 33 | #DIV/0!
644 | ------ | 0 | 0 | 0 | 0 | #DIV/0! | #DIV/0! | #DIV/0! | #DIV/0! | #DIV/0! | 0 | 0 | 3 | 4 | 0 | 0 | 41 | 33 | #DIV/0!
645 | ------ | 0 | 0 | 0 | 0 | #DIV/0! | #DIV/0! | #DIV/0! | #DIV/0! | #DIV/0! | 0 | 0 | 3 | 4 | 0 | 0 | 41 | 33 | #DIV/0!
646 | ------ | 0 | 0 | 0 | 0 | #DIV/0! | #DIV/0! | #DIV/0! | #DIV/0! | #DIV/0! | 0 | 0 | 3 | 4 | 0 | 0 | 41 | 33 | #DIV/0!
647 | ------ | 0 | 0 | 0 | 0 | #DIV/0! | #DIV/0! | #DIV/0! | #DIV/0! | #DIV/0! | 0 | 0 | 3 | 4 | 0 | 0 | 41 | 33 | #DIV/0!
648 | ------ | 0 | 0 | 0 | 0 | #DIV/0! | #DIV/0! | #DIV/0! | #DIV/0! | #DIV/0! | 0 | 0 | 3 | 4 | 0 | 0 | 41 | 33 | #DIV/0!
649 | ------ | 0 | 0 | 0 | 0 | #DIV/0! | #DIV/0! | #DIV/0! | #DIV/0! | #DIV/0! | 0 | 0 | 3 | 4 | 0 | 0 | 41 | 33 | #DIV/0!
650 | ------ | 0 | 0 | 0 | 0 | #DIV/0! | #DIV/0! | #DIV/0! | #DIV/0! | #DIV/0! | 0 | 0 | 3 | 4 | 0 | 0 | 41 | 33 | #DIV/0!
651 | ------ | 0 | 0 | 0 | 0 | #DIV/0! | #DIV/0! | #DIV/0! | #DIV/0! | #DIV/0! | 0 | 0 | 3 | 4 | 0 | 0 | 41 | 33 | #DIV/0!
652 | ------ | 0 | 0 | 0 | 0 | #DIV/0! | #DIV/0! | #DIV/0! | #DIV/0! | #DIV/0! | 0 | 0 | 3 | 4 | 0 | 0 | 41 | 33 | #DIV/0!
653 | ------ | 0 | 0 | 0 | 0 | #DIV/0! | #DIV/0! | #DIV/0! | #DIV/0! | #DIV/0! | 0 | 0 | 3 | 4 | 0 | 0 | 41 | 33 | #DIV/0!
654 | ------ | 0 | 0 | 0 | 0 | #DIV/0! | #DIV/0! | #DIV/0! | #DIV/0! | #DIV/0! | 0 | 0 | 3 | 4 | 0 | 0 | 41 | 33 | #DIV/0!
655 | ------ | 0 | 0 | 0 | 0 | #DIV/0! | #DIV/0! | #DIV/0! | #DIV/0! | #DIV/0! | 0 | 0 | 3 | 4 | 0 | 0 | 41 | 33 | #DIV/0!
656 | ------ | 0 | 0 | 0 | 0 | #DIV/0! | #DIV/0! | #DIV/0! | #DIV/0! | #DIV/0! | 0 | 0 | 3 | 4 | 0 | 0 | 41 | 33 | #DIV/0!
657 | ------ | 0 | 0 | 0 | 0 | #DIV/0! | #DIV/0! | #DIV/0! | #DIV/0! | #DIV/0! | 0 | 0 | 3 | 4 | 0 | 0 | 41 | 33 | #DIV/0!
658 | ------ | 0 | 0 | 0 | 0 | #DIV/0! | #DIV/0! | #DIV/0! | #DIV/0! | #DIV/0! | 0 | 0 | 3 | 4 | 0 | 0 | 41 | 33 | #DIV/0!
659 | ------ | 0 | 0 | 0 | 0 | #DIV/0! | #DIV/0! | #DIV/0! | #DIV/0! | #DIV/0! | 0 | 0 | 3 | 4 | 0 | 0 | 41 | 33 | #DIV/0!
660 | ------ | 0 | 0 | 0 | 0 | #DIV/0! | #DIV/0! | #DIV/0! | #DIV/0! | #DIV/0! | 0 | 0 | 3 | 4 | 0 | 0 | 41 | 33 | #DIV/0!
#DIV/0!
10
9

## Energetic Results
Code | Code | A_coll | V_store | q_coll | eta_coll | COP_th | SF_cooling | SF_heating | SF_DHW | totalcoolingtime | solarcoolingtime | coolingdemandtime | stagnationtime | waterconsumption wet cooling tower | Q_aux_total | P_el_SC+_total | P_el_ref_total | thermal_COP_el_cooling | thermal_COP_el_heating | Total_elec_eff | relBoilerconsumption | ref_COP_el | P_heat, fossil, ref | Efficiency_storage | Q_loss_storage
|  | [m²] | [m³] | [kWh/m²] | [-] | [-] | [-] | [-] | [-] | [h] | [h] | [h] | [h] | [m³] | [kWh] | [kWh] | [kWh] | [-] | [-] | [-] | [-] | [-] | [kWh] | [-] | [kWh]
1 | C-CLW-NAP-CC-ET-WC-R100 | 10 | 0.25 | 817.5659 | 0.47529 | 0.47302 | 0.17405 | 0.11854 | 0.70024 | 472.4 | 85.875 | 1854.725 | 245.475 | 13.6294 | 12299.3659 | 408.831 | 1267.5582 | 18.685 | 78.7792 | 25.3331 | 1.2425 | 3.5541 | 8146.0144 | 0.49297 | 970.531
2 | C-CLW-NAP-CC-ET-WC-R100 | 10 | 0.5 | 849.5477 | 0.49389 | 0.47299 | 0.18401 | 0.14044 | 0.73777 | 470.75 | 87.975 | 1854.725 | 197.175 | 13.6155 | 12002.5633 | 411.6694 | 1267.4791 | 18.6139 | 77.2385 | 25.2236 | 1.2631 | 3.5553 | 8164.6406 | 0.51187 | 1057.6866
3 | C-CLW-NAP-CC-ET-WC-R100 | 10 | 0.75 | 861.8956 | 0.50107 | 0.47244 | 0.1878 | 0.15137 | 0.74153 | 471.2 | 90 | 1854.725 | 181 | 13.6383 | 11911.7968 | 412.8393 | 1267.4219 | 18.5733 | 76.6927 | 25.1689 | 1.2717 | 3.5559 | 8167.5998 | 0.51661 | 1084.5612
4 | C-CLW-NAP-CC-ET-WC-R100 | 14 | 0.35 | 737.5812 | 0.4288 | 0.47149 | 0.31916 | 0.20229 | 0.75969 | 465.8 | 146.9 | 1854.725 | 423.4 | 13.6462 | 10536.78 | 395.0776 | 1267.1625 | 18.3879 | 74.6078 | 26.1644 | 1.3199 | 3.5647 | 8170.3833 | 0.56802 | 1427.5446
5 | C-CLW-NAP-CC-ET-WC-R100 | 14 | 0.7 | 768.2769 | 0.44664 | 0.4713 | 0.33458 | 0.23838 | 0.78214 | 464.5 | 151.4 | 1854.725 | 376.275 | 13.6295 | 10160.3422 | 396.8449 | 1267.2728 | 18.3431 | 73.6344 | 26.091 | 1.3548 | 3.5656 | 8181.2773 | 0.58192 | 1516.1806
6 | C-CLW-NAP-CC-ET-WC-R100 | 14 | 1.05 | 779.6408 | 0.45325 | 0.47102 | 0.34283 | 0.25061 | 0.78286 | 464.4 | 153.45 | 1854.725 | 353.675 | 13.6156 | 10029.0551 | 398.2207 | 1267.3002 | 18.2926 | 73.1822 | 26.0171 | 1.3649 | 3.5658 | 8182.6549 | 0.58609 | 1537.7891
7 | C-CLW-NAP-CC-ET-WC-R100 | 17.5 | 0.45 | 670.5323 | 0.38982 | 0.46891 | 0.40906 | 0.27102 | 0.79014 | 459.1 | 181.6 | 1854.725 | 591.85 | 13.6326 | 9379.559 | 383.0553 | 1266.8737 | 18.5567 | 73.215 | 26.9063 | 1.3836 | 3.57 | 8183.9767 | 0.60434 | 1682.1625
8 | C-CLW-NAP-CC-ET-WC-R100 | 17.5 | 0.9 | 704.2804 | 0.40944 | 0.46766 | 0.43693 | 0.3155 | 0.81039 | 457.475 | 190.125 | 1854.725 | 531.1 | 13.6339 | 8868.3765 | 385.3265 | 1266.9918 | 18.4591 | 72.1979 | 26.7858 | 1.4265 | 3.5702 | 8190.0044 | 0.61927 | 1783.5553
9 | C-CLW-NAP-CC-ET-WC-R100 | 17.5 | 1.3 | 719.3209 | 0.41818 | 0.46721 | 0.45561 | 0.33494 | 0.80604 | 456.95 | 195.35 | 1854.725 | 498.75 | 13.6432 | 8630.115 | 387.0127 | 1267.0477 | 18.3949 | 71.535 | 26.6915 | 1.4424 | 3.5731 | 8189.1792 | 0.62638 | 1782.671
10 | C-CLW-NAP-CC-ET-WC-R100 | 21.5 | 0.55 | 597.3765 | 0.34729 | 0.46629 | 0.46301 | 0.33958 | 0.81382 | 454.875 | 199.725 | 1854.725 | 770.875 | 13.6434 | 8528.4627 | 371.1124 | 1266.4362 | 18.853 | 73.6051 | 27.6671 | 1.443 | 3.5731 | 8192.9642 | 0.62304 | 1939.4681
11 | C-CLW-NAP-CC-ET-WC-R100 | 21.5 | 1.1 | 634.7909 | 0.36904 | 0.46389 | 0.50908 | 0.39324 | 0.832 | 452.55 | 213.725 | 1854.725 | 700.425 | 13.6592 | 7830.1517 | 374.1108 | 1266.5569 | 18.7133 | 72.2223 | 27.4922 | 1.4944 | 3.5743 | 8197.3156 | 0.64124 | 2042.1093
12 | C-CLW-NAP-CC-ET-WC-R100 | 21.5 | 1.6 | 656.6314 | 0.38173 | 0.46287 | 0.54285 | 0.42481 | 0.82954 | 451.15 | 227.725 | 1854.725 | 654.875 | 13.6727 | 7395.5308 | 375.7134 | 1266.6537 | 18.657 | 71.397 | 27.3894 | 1.5307 | 3.5756 | 8194.216 | 0.65206 | 2053.9124
13 | C-CLW-NAP-CC-ET-WC-R100 | 25 | 0.65 | 540.7725 | 0.31438 | 0.46545 | 0.48653 | 0.39416 | 0.83148 | 453.9 | 209.7 | 1854.725 | 913.825 | 13.6554 | 7999.8927 | 362.3965 | 1266.4274 | 19.0651 | 74.848 | 28.2428 | 1.4892 | 3.5734 | 8197.8586 | 0.63253 | 2111.6978
14 | C-CLW-NAP-CC-ET-WC-R100 | 25 | 1.25 | 577.8204 | 0.33592 | 0.46304 | 0.54329 | 0.4497 | 0.85053 | 449.925 | 228.025 | 1854.725 | 837.65 | 13.6656 | 7199.0679 | 365.4488 | 1266.5627 | 18.956 | 73.2283 | 28.0631 | 1.5466 | 3.5758 | 8203.5257 | 0.65128 | 2230.3232
15 | C-CLW-NAP-CC-ET-WC-R100 | 25 | 1.9 | 607.7838 | 0.35334 | 0.46128 | 0.59509 | 0.49055 | 0.85289 | 447.075 | 247.65 | 1854.725 | 772.6 | 13.6815 | 6553.9816 | 368.3472 | 1266.5328 | 18.8876 | 71.6683 | 27.8757 | 1.5902 | 3.578 | 8201.2958 | 0.66391 | 2308.6319
16 | C-CLW-NAP-CC-FP-WC-R100 | 10 | 0.25 | 714.7205 | 0.4155 | 0.47351 | 0.12803 | 0.098864 | 0.68037 | 473.95 | 66.9 | 1854.725 | 107.525 | 13.6215 | 12819.3788 | 408.0701 | 1267.6072 | 18.907 | 79.9669 | 25.3457 | 1.2223 | 3.5504 | 8136.5922 | 0.48751 | 442.8664
17 | C-CLW-NAP-CC-FP-WC-R100 | 10 | 0.5 | 742.1983 | 0.43148 | 0.4745 | 0.12697 | 0.12827 | 0.72468 | 473.95 | 66.325 | 1854.725 | 76.5 | 13.613 | 12535.4516 | 407.9968 | 1267.7478 | 18.9572 | 78.0799 | 25.3871 | 1.2463 | 3.5491 | 8155.2928 | 0.50768 | 537.9023
18 | C-CLW-NAP-CC-FP-WC-R100 | 10 | 0.75 | 755.2217 | 0.43905 | 0.47335 | 0.13039 | 0.14397 | 0.7313 | 472.95 | 66.75 | 1854.725 | 55.075 | 13.6267 | 12426.7381 | 407.5239 | 1267.4728 | 18.9664 | 77.3546 | 25.4211 | 1.2596 | 3.5519 | 8157.1976 | 0.51678 | 549.9854
19 | C-CLW-NAP-CC-FP-WC-R100 | 14 | 0.35 | 633.5007 | 0.36829 | 0.47213 | 0.23887 | 0.17182 | 0.73877 | 469.775 | 113.875 | 1854.725 | 203.65 | 13.6422 | 11394.5982 | 398.5911 | 1267.2494 | 18.4107 | 75.8035 | 25.9281 | 1.2877 | 3.5565 | 8161.3139 | 0.56026 | 817.3025
20 | C-CLW-NAP-CC-FP-WC-R100 | 14 | 0.7 | 662.0921 | 0.38491 | 0.47243 | 0.24411 | 0.21372 | 0.77053 | 468.75 | 115.35 | 1854.725 | 152.025 | 13.6165 | 11041.2147 | 398.1118 | 1267.3946 | 18.4663 | 74.6721 | 25.985 | 1.3243 | 3.5584 | 8172.6446 | 0.57545 | 930.6221
21 | C-CLW-NAP-CC-FP-WC-R100 | 14 | 1.05 | 673.0532 | 0.39128 | 0.47212 | 0.25002 | 0.23228 | 0.77411 | 469.5 | 116.05 | 1854.725 | 131.6 | 13.6266 | 10889.4705 | 397.2937 | 1267.4167 | 18.4562 | 74.3212 | 26.0354 | 1.3416 | 3.5591 | 8173.8475 | 0.58308 | 932.8004
22 | C-CLW-NAP-CC-FP-WC-R100 | 17.5 | 0.45 | 576.6183 | 0.33522 | 0.47037 | 0.31418 | 0.23024 | 0.77219 | 465.4 | 144.875 | 1854.725 | 285.55 | 13.6549 | 10409.1718 | 391.8885 | 1266.9813 | 18.341 | 73.9548 | 26.3565 | 1.3385 | 3.5664 | 8173.6226 | 0.59641 | 1071.5169
23 | C-CLW-NAP-CC-FP-WC-R100 | 17.5 | 0.9 | 605.3519 | 0.35192 | 0.47042 | 0.3323 | 0.27625 | 0.79975 | 463.375 | 148.975 | 1854.725 | 226.475 | 13.6169 | 9937.8954 | 390.3287 | 1267.1572 | 18.3641 | 73.1698 | 26.4668 | 1.3829 | 3.5662 | 8182.3932 | 0.61342 | 1163.7933
24 | C-CLW-NAP-CC-FP-WC-R100 | 17.5 | 1.3 | 617.823 | 0.35917 | 0.46998 | 0.34199 | 0.3002 | 0.80098 | 463.125 | 151.225 | 1854.725 | 199.225 | 13.6147 | 9732.0226 | 390.1043 | 1267.1017 | 18.3407 | 72.7914 | 26.4815 | 1.4031 | 3.5663 | 8183.2499 | 0.62087 | 1170.2396
25 | C-CLW-NAP-CC-FP-WC-R100 | 21.5 | 0.55 | 513.6656 | 0.29862 | 0.46914 | 0.36365 | 0.28635 | 0.7984 | 461.225 | 161.8 | 1854.725 | 389.7 | 13.6526 | 9646.1023 | 384.0542 | 1266.7225 | 18.4589 | 73.4359 | 26.8418 | 1.3881 | 3.5692 | 8183.2173 | 0.61729 | 1290.3288
26 | C-CLW-NAP-CC-FP-WC-R100 | 21.5 | 1.1 | 547.3804 | 0.31822 | 0.4678 | 0.40108 | 0.34255 | 0.82304 | 459.1 | 173.7 | 1854.725 | 314.7 | 13.6451 | 8983.5258 | 383.4555 | 1266.9422 | 18.3938 | 72.4674 | 26.8972 | 1.4428 | 3.5697 | 8190.6757 | 0.63846 | 1381.6015
27 | C-CLW-NAP-CC-FP-WC-R100 | 21.5 | 1.6 | 565.9203 | 0.329 | 0.46711 | 0.42597 | 0.3764 | 0.82038 | 457.475 | 182.25 | 1854.725 | 273.675 | 13.6436 | 8613.0059 | 383.1347 | 1266.9388 | 18.368 | 72.0163 | 26.9176 | 1.4762 | 3.5712 | 8189.5252 | 0.6492 | 1388.5393
28 | C-CLW-NAP-CC-FP-WC-R100 | 25 | 0.65 | 464.0149 | 0.26976 | 0.46865 | 0.37915 | 0.33328 | 0.81682 | 459.975 | 166.925 | 1854.725 | 478.6 | 13.6366 | 9220.4344 | 377.8692 | 1266.7867 | 18.5979 | 73.9231 | 27.2287 | 1.4259 | 3.5681 | 8189.6408 | 0.6255 | 1454.2943
29 | C-CLW-NAP-CC-FP-WC-R100 | 25 | 1.25 | 499.1062 | 0.29016 | 0.46618 | 0.42952 | 0.39146 | 0.83788 | 456.85 | 183.975 | 1854.725 | 392.625 | 13.6438 | 8460.5779 | 378.2145 | 1266.8361 | 18.5 | 72.9377 | 27.2262 | 1.4885 | 3.5692 | 8196.6399 | 0.64672 | 1571.3978
30 | C-CLW-NAP-CC-FP-WC-R100 | 25 | 1.9 | 524.6538 | 0.30501 | 0.46548 | 0.47781 | 0.43255 | 0.83933 | 454.025 | 200.825 | 1854.725 | 334.575 | 13.6598 | 7846.7099 | 378.0641 | 1266.9676 | 18.4446 | 71.9037 | 27.2395 | 1.5289 | 3.5733 | 8193.5236 | 0.66356 | 1583.4517
31 | C-CLW-NAP-CC-ET-WC-R60 | 10 | 0.25 | 829.2825 | 0.48211 | 0.47196 | 0.15984 | 0.095991 | 0.75332 | 525.525 | 89.175 | 2104.7 | 227.425 | 15.1343 | 10956.5175 | 407.0806 | 1371.3239 | 18.7733 | 79.7436 | 21.7432 | 1.208 | 3.5592 | 5947.2969 | 0.50198 | -369.7251
32 | C-CLW-NAP-CC-ET-WC-R60 | 10 | 0.5 | 862.6016 | 0.50148 | 0.47172 | 0.1679 | 0.12544 | 0.79551 | 524.95 | 90.5 | 2104.7 | 173.7 | 15.1251 | 10681.1661 | 410.6051 | 1371.3641 | 18.6788 | 77.6952 | 21.6693 | 1.2279 | 3.5604 | 5987.1761 | 0.52007 | -277.2395
33 | C-CLW-NAP-CC-ET-WC-R60 | 10 | 0.75 | 874.9359 | 0.50865 | 0.47207 | 0.17209 | 0.14666 | 0.79662 | 524.775 | 93.075 | 2104.7 | 156.9 | 15.1134 | 10574.8151 | 411.1762 | 1371.3787 | 18.6747 | 76.7531 | 21.6597 | 1.2416 | 3.5591 | 5996.5571 | 0.52478 | -268.2676
34 | C-CLW-NAP-CC-ET-WC-R60 | 14 | 0.35 | 745.4678 | 0.43338 | 0.46968 | 0.29702 | 0.19966 | 0.81498 | 519.5 | 152.3 | 2104.7 | 409.45 | 15.1244 | 9266.9808 | 394.4752 | 1371.0433 | 18.2739 | 73.5078 | 22.4611 | 1.2798 | 3.5649 | 5997.594 | 0.57103 | 109.7565
35 | C-CLW-NAP-CC-ET-WC-R60 | 14 | 0.7 | 775.8531 | 0.45104 | 0.47057 | 0.31139 | 0.2491 | 0.84037 | 517.075 | 156.475 | 2104.7 | 357.775 | 15.1077 | 8916.4727 | 395.9627 | 1371.0778 | 18.2771 | 72.4489 | 22.4568 | 1.3171 | 3.569 | 6023.9156 | 0.58275 | 213.9909
36 | C-CLW-NAP-CC-ET-WC-R60 | 14 | 1.05 | 793.0058 | 0.46102 | 0.46959 | 0.32418 | 0.28107 | 0.84178 | 517.05 | 160.5 | 2104.7 | 325.65 | 15.1236 | 8721.7849 | 398.0497 | 1371.028 | 18.1716 | 71.5266 | 22.3578 | 1.3306 | 3.5701 | 6023.7392 | 0.58963 | 242.737
37 | C-CLW-NAP-CC-ET-WC-R60 | 17.5 | 0.45 | 677.4474 | 0.39384 | 0.46835 | 0.38931 | 0.28171 | 0.84574 | 511.3 | 190.9 | 2104.7 | 575.05 | 15.1247 | 8124.2859 | 382.8261 | 1370.5947 | 18.3466 | 71.3556 | 23.1238 | 1.3418 | 3.5743 | 6023.2934 | 0.60522 | 380.6898
38 | C-CLW-NAP-CC-ET-WC-R60 | 17.5 | 0.9 | 711.7645 | 0.41379 | 0.46741 | 0.41591 | 0.34309 | 0.86579 | 509.025 | 199.35 | 2104.7 | 512.15 | 15.1218 | 7661.9985 | 385.5645 | 1370.6869 | 18.247 | 70.4415 | 23.0355 | 1.3831 | 3.5764 | 6043.8488 | 0.61681 | 513.507
39 | C-CLW-NAP-CC-ET-WC-R60 | 17.5 | 1.3 | 730.1878 | 0.4245 | 0.46716 | 0.43479 | 0.38329 | 0.86862 | 508.45 | 207.5 | 2104.7 | 473.625 | 15.1269 | 7372.4891 | 387.1916 | 1370.7405 | 18.1635 | 69.8651 | 22.9535 | 1.4087 | 3.5775 | 6042.6845 | 0.62446 | 550.1208
40 | C-CLW-NAP-CC-ET-WC-R60 | 21.5 | 0.55 | 599.9068 | 0.34876 | 0.46504 | 0.44599 | 0.35431 | 0.86949 | 506.6 | 213 | 2104.7 | 765.325 | 15.1582 | 7365.9093 | 371.2708 | 1370.1993 | 18.5448 | 71.5651 | 23.7844 | 1.393 | 3.5782 | 6041.3189 | 0.62217 | 629.3437
41 | C-CLW-NAP-CC-ET-WC-R60 | 21.5 | 1.1 | 638.4129 | 0.37114 | 0.46436 | 0.49347 | 0.43378 | 0.88461 | 503.225 | 230.05 | 2104.7 | 686.1 | 15.1436 | 6668.5841 | 374.3135 | 1370.3306 | 18.4051 | 70.4798 | 23.6623 | 1.4493 | 3.5807 | 6056.4053 | 0.6381 | 754.7059
42 | C-CLW-NAP-CC-ET-WC-R60 | 21.5 | 1.6 | 663.0619 | 0.38547 | 0.46301 | 0.52712 | 0.48187 | 0.88912 | 501.35 | 244.125 | 2104.7 | 635.85 | 15.1642 | 6220.507 | 376.5666 | 1370.4834 | 18.2837 | 69.7784 | 23.542 | 1.4855 | 3.5801 | 6056.7636 | 0.64772 | 824.0395
43 | C-CLW-NAP-CC-ET-WC-R60 | 25 | 0.65 | 538.076 | 0.31281 | 0.46536 | 0.46503 | 0.41643 | 0.88619 | 504.8 | 221.625 | 2104.7 | 925.175 | 15.1419 | 6962.0886 | 362.0309 | 1370.3172 | 18.7767 | 73.3082 | 24.3261 | 1.4332 | 3.5782 | 6052.687 | 0.62701 | 814.7846
44 | C-CLW-NAP-CC-ET-WC-R60 | 25 | 1.25 | 577.9983 | 0.33602 | 0.46299 | 0.52702 | 0.50324 | 0.89716 | 501.125 | 245.65 | 2104.7 | 836 | 15.1461 | 6137.0216 | 365.711 | 1370.3495 | 18.58 | 72.2329 | 24.149 | 1.4967 | 3.5802 | 6063.2971 | 0.64522 | 947.2537
45 | C-CLW-NAP-CC-ET-WC-R60 | 25 | 1.9 | 609.2394 | 0.35418 | 0.46085 | 0.58095 | 0.55043 | 0.90879 | 497.975 | 269 | 2104.7 | 764.2 | 15.1698 | 5483.5114 | 369.3863 | 1370.3559 | 18.4021 | 70.4988 | 23.9544 | 1.5387 | 3.5818 | 6065.4922 | 0.65833 | 1061.0002
46 | C-CLW-NAP-CC-FP-WC-R60 | 10 | 0.25 | 717.9201 | 0.41737 | 0.47235 | 0.11519 | 0.069865 | 0.71955 | 528.225 | 69.475 | 2104.7 | 96.575 | 15.1213 | 11518.7755 | 405.2994 | 1371.4557 | 19.0512 | 82.4694 | 21.7632 | 1.1892 | 3.5524 | 5925.8113 | 0.49517 | -954.0744
47 | C-CLW-NAP-CC-FP-WC-R60 | 10 | 0.5 | 746.4641 | 0.43396 | 0.47228 | 0.11439 | 0.10745 | 0.77483 | 527.325 | 67.725 | 2104.7 | 61.325 | 15.1221 | 11256.316 | 405.6397 | 1371.4114 | 19.0907 | 79.7555 | 21.8235 | 1.2133 | 3.5528 | 5961.3533 | 0.51643 | -839.7328
48 | C-CLW-NAP-CC-FP-WC-R60 | 10 | 0.75 | 757.1061 | 0.44015 | 0.47304 | 0.11435 | 0.12879 | 0.78474 | 527.675 | 66.75 | 2104.7 | 41.75 | 15.1357 | 11163.5872 | 405.7434 | 1371.5025 | 19.1259 | 78.4315 | 21.8473 | 1.2236 | 3.5561 | 5970.4428 | 0.52187 | -809.7011
49 | C-CLW-NAP-CC-FP-WC-R60 | 14 | 0.35 | 637.8157 | 0.3708 | 0.47144 | 0.22286 | 0.1512 | 0.79232 | 523.925 | 120.725 | 2104.7 | 185.975 | 15.1323 | 10117.445 | 398.3077 | 1371.204 | 18.3784 | 75.6382 | 22.2168 | 1.2449 | 3.5602 | 5975.4828 | 0.56461 | -523.9758
50 | C-CLW-NAP-CC-FP-WC-R60 | 14 | 0.7 | 663.7353 | 0.38586 | 0.47178 | 0.22691 | 0.20526 | 0.82631 | 522.9 | 120.425 | 2104.7 | 134.075 | 15.1278 | 9829.4971 | 397.7511 | 1371.2876 | 18.4516 | 74.2297 | 22.3139 | 1.2809 | 3.5634 | 6003.9334 | 0.57687 | -406.4975
51 | C-CLW-NAP-CC-FP-WC-R60 | 14 | 1.05 | 674.9941 | 0.39241 | 0.47105 | 0.23127 | 0.23858 | 0.83057 | 522.35 | 121.725 | 2104.7 | 110.675 | 15.1395 | 9701.0368 | 396.8774 | 1371.2314 | 18.4745 | 73.5275 | 22.3705 | 1.2995 | 3.5658 | 6007.9055 | 0.58337 | -392.4855
52 | C-CLW-NAP-CC-FP-WC-R60 | 17.5 | 0.45 | 577.7933 | 0.3359 | 0.47089 | 0.29733 | 0.21766 | 0.82615 | 517.475 | 152.075 | 2104.7 | 267.9 | 15.1286 | 9170.6528 | 391.7714 | 1370.9337 | 18.2451 | 72.67 | 22.6175 | 1.2897 | 3.5695 | 6003.1948 | 0.59822 | -275.3659
53 | C-CLW-NAP-CC-FP-WC-R60 | 17.5 | 0.9 | 604.4828 | 0.35142 | 0.46971 | 0.31072 | 0.27762 | 0.85367 | 515.875 | 154.15 | 2104.7 | 207.675 | 15.118 | 8814.0845 | 391.1553 | 1370.9976 | 18.2494 | 71.8764 | 22.6966 | 1.3304 | 3.5698 | 6024.7197 | 0.60987 | -148.1887
54 | C-CLW-NAP-CC-FP-WC-R60 | 17.5 | 1.3 | 619.2917 | 0.36003 | 0.46888 | 0.32475 | 0.3213 | 0.85545 | 516.025 | 160.125 | 2104.7 | 174.2 | 15.1297 | 8571.0533 | 390.7634 | 1370.9311 | 18.2039 | 71.3101 | 22.7141 | 1.3583 | 3.5701 | 6023.717 | 0.61915 | -140.4687
55 | C-CLW-NAP-CC-FP-WC-R60 | 21.5 | 0.55 | 509.6609 | 0.29629 | 0.46797 | 0.34036 | 0.27924 | 0.85124 | 514.425 | 169.3 | 2104.7 | 380.55 | 15.1481 | 8565.2312 | 384.4164 | 1370.6331 | 18.2789 | 72.0854 | 23.0307 | 1.3315 | 3.5703 | 6022.9042 | 0.6143 | -54.4748
56 | C-CLW-NAP-CC-FP-WC-R60 | 21.5 | 1.1 | 545.5577 | 0.31716 | 0.46713 | 0.38235 | 0.35958 | 0.87201 | 510.925 | 184.475 | 2104.7 | 292.25 | 15.1482 | 7907.6707 | 384.1203 | 1370.7344 | 18.2164 | 70.9922 | 23.0953 | 1.3927 | 3.5738 | 6040.5004 | 0.6337 | 62.0416
57 | C-CLW-NAP-CC-FP-WC-R60 | 21.5 | 1.6 | 566.2184 | 0.32917 | 0.46645 | 0.41171 | 0.41497 | 0.87409 | 509.375 | 195.325 | 2104.7 | 245.15 | 15.1537 | 7488.1984 | 384.1756 | 1370.7715 | 18.1264 | 70.2656 | 23.0946 | 1.4264 | 3.5756 | 6039.1116 | 0.64645 | 78.1939
58 | C-CLW-NAP-CC-FP-WC-R60 | 25 | 0.65 | 459.066 | 0.26688 | 0.46783 | 0.35973 | 0.32383 | 0.86718 | 512.775 | 177.2 | 2104.7 | 464.825 | 15.1593 | 8219.8038 | 379.1474 | 1370.6762 | 18.4016 | 72.4195 | 23.3413 | 1.3621 | 3.5728 | 6036.3985 | 0.61864 | 131.4321
59 | C-CLW-NAP-CC-FP-WC-R60 | 25 | 1.25 | 494.1206 | 0.28726 | 0.46642 | 0.41413 | 0.41331 | 0.88271 | 508.275 | 197.95 | 2104.7 | 375.6 | 15.151 | 7444.7845 | 378.9327 | 1370.7374 | 18.2878 | 71.2492 | 23.3953 | 1.4254 | 3.5767 | 6050.4549 | 0.64176 | 213.8377
60 | C-CLW-NAP-CC-FP-WC-R60 | 25 | 1.9 | 522.1075 | 0.30353 | 0.46532 | 0.46217 | 0.48152 | 0.88982 | 505.025 | 216.025 | 2104.7 | 310.6 | 15.1303 | 6801.9326 | 379.3175 | 1370.7673 | 18.1618 | 70.3941 | 23.3765 | 1.4766 | 3.5781 | 6049.2614 | 0.65851 | 271.1635
61 | C-CLW-NAP-FC-ET-WC-OFF | 8.5 | 0.2 | 867.0884 | 0.50408 | 0.38909 | 0.2175 | 0.34613 | 1 | 676.6 | 140.8 | 2468.675 | 0 | 20.0028 | 9186.4942 | 421.4213 | 1375.7814 | 14.5164 | 63.6249 | 11.6305 | 1.0264 | 3.4836 | 494.1543 | 0.35748 | 4735.5533
62 | C-CLW-NAP-FC-ET-WC-OFF | 8.5 | 0.45 | 889.363 | 0.51703 | 0.38929 | 0.2305 | 0.50953 | 1 | 676.05 | 150.9 | 2468.675 | 0 | 19.9807 | 8948.7953 | 420.8507 | 1375.7871 | 14.507 | 57.2376 | 11.6401 | 1.0645 | 3.4815 | 494.1543 | 0.3783 | 4699.8092
63 | C-CLW-NAP-FC-ET-WC-OFF | 8.5 | 0.65 | 895.4654 | 0.52058 | 0.38987 | 0.23157 | 0.54936 | 1 | 676.375 | 153.025 | 2468.675 | 0 | 19.9488 | 8903.4911 | 420.9037 | 1375.9308 | 14.5323 | 55.9024 | 11.638 | 1.0743 | 3.4809 | 494.1543 | 0.37936 | 4723.9899
64 | C-CLW-NAP-FC-ET-WC-OFF | 12 | 0.3 | 812.1653 | 0.47215 | 0.38376 | 0.38738 | 0.57885 | 1 | 668.075 | 247.05 | 2468.675 | 0 | 20.0344 | 7237.1665 | 411.8444 | 1375.1539 | 13.9682 | 62.5203 | 11.8914 | 1.1187 | 3.4822 | 494.1543 | 0.48541 | 5015.1422
65 | C-CLW-NAP-FC-ET-WC-OFF | 12 | 0.6 | 835.3669 | 0.48564 | 0.38449 | 0.40587 | 0.71166 | 1 | 667.825 | 259.1 | 2468.675 | 0 | 20.003 | 6947.8895 | 413.0101 | 1375.2614 | 13.914 | 60.577 | 11.8598 | 1.1495 | 3.4825 | 494.1543 | 0.49884 | 5023.826
66 | C-CLW-NAP-FC-ET-WC-OFF | 12 | 0.9 | 845.9366 | 0.49179 | 0.38364 | 0.41381 | 0.75621 | 1 | 669.575 | 272.05 | 2468.675 | 0 | 20.0622 | 6852.8684 | 414.0723 | 1375.1007 | 13.8672 | 60.0708 | 11.8343 | 1.1621 | 3.4846 | 494.1543 | 0.50498 | 5025.0396
67 | C-CLW-NAP-FC-ET-WC-OFF | 15 | 0.4 | 759.9968 | 0.44183 | 0.37956 | 0.50761 | 0.71041 | 1 | 662.35 | 322.675 | 2468.675 | 0 | 20.1082 | 5856.3587 | 405.3005 | 1374.5197 | 13.7592 | 65.1087 | 12.0853 | 1.1719 | 3.4846 | 494.1543 | 0.54745 | 5159.0252
68 | C-CLW-NAP-FC-ET-WC-OFF | 15 | 0.75 | 789.2824 | 0.45885 | 0.37855 | 0.53712 | 0.8203 | 1 | 660.8 | 342.65 | 2468.675 | 0 | 20.1176 | 5474.4451 | 407.4465 | 1374.3451 | 13.6589 | 65.5317 | 12.0227 | 1.2083 | 3.4854 | 494.1543 | 0.5621 | 5184.411
69 | C-CLW-NAP-FC-ET-WC-OFF | 15 | 1.15 | 806.6671 | 0.46896 | 0.37727 | 0.55196 | 0.86733 | 1 | 661.3 | 353.65 | 2468.675 | 0 | 20.1661 | 5295.1113 | 409.6469 | 1374.3124 | 13.574 | 65.9372 | 11.9559 | 1.2209 | 3.4848 | 494.1543 | 0.56786 | 5228.9417
70 | C-CLW-NAP-FC-ET-WC-OFF | 18.5 | 0.45 | 690.5016 | 0.40143 | 0.37344 | 0.6 | 0.79447 | 1 | 658.175 | 380.8 | 2468.675 | 0 | 20.279 | 4819.0898 | 397.3357 | 1373.4527 | 13.7384 | 69.8347 | 12.3283 | 1.2145 | 3.4878 | 494.1543 | 0.58468 | 5305.4145
71 | C-CLW-NAP-FC-ET-WC-OFF | 18.5 | 0.95 | 733.814 | 0.42661 | 0.37219 | 0.65816 | 0.90827 | 1 | 656.175 | 418.775 | 2468.675 | 0 | 20.2664 | 4088.2132 | 402.1064 | 1373.4092 | 13.5048 | 72.6649 | 12.1759 | 1.2599 | 3.4859 | 494.1543 | 0.60645 | 5342.6269
72 | C-CLW-NAP-FC-ET-WC-OFF | 18.5 | 1.4 | 750.0268 | 0.43603 | 0.37237 | 0.67643 | 0.96955 | 1 | 655.125 | 431.1 | 2468.675 | 0 | 20.2526 | 3843.7844 | 403.4211 | 1373.51 | 13.4662 | 75.6776 | 12.1468 | 1.2826 | 3.489 | 494.1543 | 0.61137 | 5392.472
73 | C-CLW-NAP-FC-ET-WC-OFF | 21.5 | 0.55 | 634.7533 | 0.36902 | 0.37124 | 0.66143 | 0.8709 | 1 | 654.6 | 418.475 | 2468.675 | 0 | 20.295 | 4076.1597 | 390.1165 | 1373.0749 | 13.7952 | 75.3761 | 12.5442 | 1.2521 | 3.485 | 494.1543 | 0.60591 | 5378.2717
74 | C-CLW-NAP-FC-ET-WC-OFF | 21.5 | 1.1 | 677.8143 | 0.39405 | 0.36798 | 0.7245 | 0.9686 | 1 | 653.55 | 461.2 | 2468.675 | 0 | 20.3878 | 3311.3154 | 395.9349 | 1372.7009 | 13.5302 | 81.1788 | 12.3665 | 1.2976 | 3.4881 | 494.1543 | 0.62759 | 5427.1509
75 | C-CLW-NAP-FC-ET-WC-OFF | 21.5 | 1.6 | 695.2416 | 0.40418 | 0.36775 | 0.74609 | 0.99656 | 1 | 652.075 | 474.95 | 2468.675 | 0 | 20.3763 | 3042.7748 | 398.1844 | 1372.723 | 13.4674 | 84.1744 | 12.3023 | 1.3135 | 3.4898 | 494.1543 | 0.63074 | 5519.524
76 | C-CLW-NAP-FC-FP-WC-OFF | 8.5 | 0.2 | 672.719 | 0.39109 | 0.39116 | 0.14313 | 0.21323 | 1 | 679.7 | 99.6 | 2468.675 | 54.725 | 19.928 | 10032.4571 | 406.4934 | 1378.2321 | 14.9942 | 69.2072 | 12.0455 | 0.98449 | 3.473 | 494.1543 | 0.30013 | 4001.9088
77 | C-CLW-NAP-FC-FP-WC-OFF | 8.5 | 0.45 | 670.7995 | 0.38997 | 0.39132 | 0.13849 | 0.37655 | 1 | 682.4 | 101.125 | 2468.675 | 31.7 | 19.9665 | 10003.152 | 400.7602 | 1378.1876 | 15.2061 | 60.3084 | 12.2214 | 1.0166 | 3.4742 | 494.1543 | 0.30597 | 3957.2451
78 | C-CLW-NAP-FC-FP-WC-OFF | 8.5 | 0.65 | 669.7864 | 0.38938 | 0.39203 | 0.13498 | 0.4357 | 1 | 681.125 | 99.025 | 2468.675 | 24.625 | 19.9107 | 9993.3811 | 398.8448 | 1378.2433 | 15.3173 | 57.4882 | 12.2774 | 1.0264 | 3.4732 | 494.1543 | 0.30408 | 3961.9776
79 | C-CLW-NAP-FC-FP-WC-OFF | 12 | 0.3 | 615.0747 | 0.35758 | 0.38853 | 0.26268 | 0.42006 | 1 | 674.425 | 174.675 | 2468.675 | 104.35 | 19.9314 | 8641.8286 | 398.2075 | 1377.9011 | 14.4632 | 63.8634 | 12.2973 | 1.0542 | 3.4742 | 494.1543 | 0.43141 | 4196.6859
80 | C-CLW-NAP-FC-FP-WC-OFF | 12 | 0.6 | 618.9272 | 0.35982 | 0.38781 | 0.26109 | 0.56745 | 1 | 676.3 | 174.325 | 2468.675 | 70.075 | 19.978 | 8601.1292 | 394.6646 | 1377.7989 | 14.5882 | 60.1697 | 12.406 | 1.0848 | 3.474 | 494.1543 | 0.43679 | 4183.0061
81 | C-CLW-NAP-FC-FP-WC-OFF | 12 | 0.9 | 624.1472 | 0.36285 | 0.38872 | 0.26408 | 0.62836 | 1 | 675.8 | 181.8 | 2468.675 | 55.4 | 19.9607 | 8518.729 | 393.5823 | 1377.8483 | 14.63 | 58.7058 | 12.4417 | 1.0979 | 3.4743 | 494.1543 | 0.44081 | 4188.2019
82 | C-CLW-NAP-FC-FP-WC-OFF | 15 | 0.4 | 572.4538 | 0.3328 | 0.38554 | 0.35129 | 0.57471 | 1 | 669.925 | 229.85 | 2468.675 | 153.95 | 19.9779 | 7616.441 | 392.1059 | 1377.3147 | 14.2556 | 63.6855 | 12.4859 | 1.1069 | 3.475 | 494.1543 | 0.50014 | 4292.218
83 | C-CLW-NAP-FC-FP-WC-OFF | 15 | 0.75 | 584.2021 | 0.33963 | 0.38543 | 0.36013 | 0.68313 | 1 | 670.5 | 236.95 | 2468.675 | 111.1 | 20.0069 | 7471.9383 | 391.6822 | 1377.2376 | 14.2735 | 62.2891 | 12.5115 | 1.1291 | 3.479 | 494.1543 | 0.50836 | 4308.2812
84 | C-CLW-NAP-FC-FP-WC-OFF | 15 | 1.15 | 593.9576 | 0.3453 | 0.38445 | 0.36725 | 0.73632 | 1 | 671.925 | 243.125 | 2468.675 | 88.025 | 20.0583 | 7385.8637 | 392.5228 | 1377.2362 | 14.2444 | 61.7018 | 12.4899 | 1.1414 | 3.4805 | 494.1543 | 0.5135 | 4334.419
85 | C-CLW-NAP-FC-FP-WC-OFF | 18.5 | 0.45 | 518.0189 | 0.30115 | 0.38147 | 0.42147 | 0.65074 | 1 | 668.05 | 275.025 | 2468.675 | 240.55 | 20.1116 | 6850.5548 | 387.1037 | 1376.6484 | 14.1553 | 66.2277 | 12.6517 | 1.1394 | 3.4782 | 494.1543 | 0.54121 | 4396.7759
86 | C-CLW-NAP-FC-FP-WC-OFF | 18.5 | 0.95 | 544.8304 | 0.31674 | 0.38175 | 0.45471 | 0.77535 | 1 | 666.275 | 294.725 | 2468.675 | 166.85 | 20.0737 | 6404.5319 | 388.6716 | 1376.7632 | 14.0733 | 65.9007 | 12.6073 | 1.1747 | 3.4799 | 494.1543 | 0.55868 | 4448.2443
87 | C-CLW-NAP-FC-FP-WC-OFF | 18.5 | 1.4 | 557.1072 | 0.32388 | 0.3814 | 0.46754 | 0.81344 | 1 | 665.5 | 304.45 | 2468.675 | 138.125 | 20.0607 | 6240.249 | 390.5187 | 1376.7605 | 14.0095 | 65.8321 | 12.5421 | 1.184 | 3.4782 | 494.1543 | 0.56279 | 4506.1152
88 | C-CLW-NAP-FC-FP-WC-OFF | 21.5 | 0.55 | 477.477 | 0.27758 | 0.38022 | 0.46861 | 0.72532 | 1 | 665.475 | 303.575 | 2468.675 | 311.35 | 20.1295 | 6290.5216 | 383.0465 | 1376.4099 | 14.1547 | 68.4254 | 12.7871 | 1.1674 | 3.4793 | 494.1543 | 0.56363 | 4479.6479
89 | C-CLW-NAP-FC-FP-WC-OFF | 21.5 | 1.1 | 512.2753 | 0.29781 | 0.37936 | 0.51903 | 0.84756 | 1 | 661.55 | 333.675 | 2468.675 | 221.8 | 20.0699 | 5655.8994 | 386.0589 | 1376.4092 | 13.9993 | 69.3326 | 12.6815 | 1.2092 | 3.4775 | 494.1543 | 0.58481 | 4572.916
90 | C-CLW-NAP-FC-FP-WC-OFF | 21.5 | 1.6 | 526.1979 | 0.30591 | 0.37867 | 0.5378 | 0.8829 | 1 | 660.625 | 344.7 | 2468.675 | 186.975 | 20.0762 | 5429.6235 | 388.1112 | 1376.4737 | 13.9112 | 69.9042 | 12.6127 | 1.2164 | 3.4768 | 494.1543 | 0.59106 | 4626.4779
91 | C-CLW-NAP-FC-ET-WC-R100 | 8.5 | 0.2 | 828.8342 | 0.48185 | 0.3805 | 0.12401 | 0.1092 | 0.71391 | 520.55 | 72.425 | 2227.75 | 207.4 | 13.6486 | 11371.374 | 418.7315 | 1096.8654 | 14.1691 | 71.8715 | 18.531 | 1.2289 | 3.5485 | 5714.6616 | 0.41291 | 3019.6909
92 | C-CLW-NAP-FC-ET-WC-R100 | 8.5 | 0.45 | 864.1954 | 0.5024 | 0.38047 | 0.139 | 0.13714 | 0.75372 | 519 | 77.925 | 2227.75 | 161.45 | 13.6139 | 11058.8486 | 421.2931 | 1096.8884 | 14.0718 | 70.0741 | 18.4367 | 1.2539 | 3.5476 | 5716.9428 | 0.4387 | 3086.0085
93 | C-CLW-NAP-FC-ET-WC-R100 | 8.5 | 0.65 | 875.6864 | 0.50908 | 0.38093 | 0.14518 | 0.14827 | 0.75608 | 518.95 | 81.2 | 2227.75 | 148.375 | 13.6297 | 10956.4616 | 422.2621 | 1096.9631 | 14.0397 | 69.3943 | 18.4058 | 1.2617 | 3.5498 | 5717.4389 | 0.44619 | 3089.6033
94 | C-CLW-NAP-FC-ET-WC-R100 | 12 | 0.3 | 752.2053 | 0.4373 | 0.37681 | 0.25276 | 0.21267 | 0.7773 | 515.75 | 133.25 | 2227.75 | 376.375 | 13.6855 | 9825.4576 | 403.7259 | 1096.4147 | 13.7966 | 68.4109 | 19.1379 | 1.317 | 3.5521 | 5719.6736 | 0.50388 | 3487.463
95 | C-CLW-NAP-FC-ET-WC-R100 | 12 | 0.6 | 784.6273 | 0.45615 | 0.37698 | 0.27431 | 0.25178 | 0.80112 | 513.4 | 139.125 | 2227.75 | 326.3 | 13.6601 | 9443.9402 | 405.4134 | 1096.621 | 13.737 | 67.2203 | 19.0714 | 1.3522 | 3.5515 | 5720.4727 | 0.5233 | 3545.6013
96 | C-CLW-NAP-FC-ET-WC-R100 | 12 | 0.9 | 798.7972 | 0.46438 | 0.37706 | 0.28639 | 0.26798 | 0.79927 | 512.425 | 144.625 | 2227.75 | 305.525 | 13.6755 | 9282.226 | 406.6534 | 1096.6447 | 13.692 | 66.6145 | 19.0218 | 1.3641 | 3.5515 | 5720.6466 | 0.53073 | 3551.5328
97 | C-CLW-NAP-FC-ET-WC-R100 | 15 | 0.4 | 695.6447 | 0.40442 | 0.37348 | 0.34491 | 0.29566 | 0.8102 | 510.4 | 173.9 | 2227.75 | 511.55 | 13.7439 | 8705.8236 | 392.561 | 1096.1405 | 13.7611 | 67.4347 | 19.6093 | 1.3895 | 3.5532 | 5721.9091 | 0.55079 | 3762.2646
98 | C-CLW-NAP-FC-ET-WC-R100 | 15 | 0.75 | 725.9465 | 0.42203 | 0.37281 | 0.37139 | 0.34207 | 0.82277 | 508.225 | 182.725 | 2227.75 | 462.025 | 13.7046 | 8285.9418 | 393.8724 | 1096.2295 | 13.6982 | 66.698 | 19.5512 | 1.4318 | 3.5517 | 5721.9384 | 0.56756 | 3809.3999
99 | C-CLW-NAP-FC-ET-WC-R100 | 15 | 1.15 | 745.243 | 0.43325 | 0.3731 | 0.39421 | 0.36917 | 0.82269 | 505.825 | 187.875 | 2227.75 | 425.45 | 13.6704 | 7981.6375 | 395.1923 | 1096.3614 | 13.6433 | 65.8795 | 19.4944 | 1.4545 | 3.5507 | 5722.0376 | 0.57938 | 3802.2101
100 | C-CLW-NAP-FC-ET-WC-R100 | 18.5 | 0.45 | 624.0584 | 0.3628 | 0.37071 | 0.4168 | 0.36596 | 0.82863 | 505.325 | 203.725 | 2227.75 | 685.775 | 13.7648 | 7817.619 | 380.1803 | 1095.8052 | 13.8814 | 67.7975 | 20.1539 | 1.4522 | 3.5531 | 5723.1123 | 0.58023 | 3958.0368
101 | C-CLW-NAP-FC-ET-WC-R100 | 18.5 | 0.95 | 665.5547 | 0.38692 | 0.36926 | 0.46063 | 0.4322 | 0.85188 | 502.65 | 219.175 | 2227.75 | 610.15 | 13.7537 | 7157.3565 | 382.6677 | 1095.9026 | 13.7722 | 66.9815 | 20.0421 | 1.5146 | 3.5514 | 5724.3658 | 0.60031 | 4079.752
102 | C-CLW-NAP-FC-ET-WC-R100 | 18.5 | 1.4 | 686.1058 | 0.39887 | 0.36876 | 0.4874 | 0.46686 | 0.85477 | 500.85 | 228.05 | 2227.75 | 569.875 | 13.7426 | 6795.2675 | 384.0983 | 1095.9606 | 13.7108 | 66.3951 | 19.9812 | 1.5458 | 3.5527 | 5724.2254 | 0.61209 | 4088.1429
103 | C-CLW-NAP-FC-ET-WC-R100 | 21.5 | 0.55 | 573.106 | 0.33318 | 0.36868 | 0.45676 | 0.4261 | 0.8506 | 503.35 | 220.925 | 2227.75 | 817.75 | 13.7865 | 7223.6566 | 371.2536 | 1095.6252 | 14.0022 | 69.0382 | 20.5649 | 1.5077 | 3.5522 | 5724.2531 | 0.59553 | 4139.7004
104 | C-CLW-NAP-FC-ET-WC-R100 | 21.5 | 1.1 | 614.3591 | 0.35716 | 0.36709 | 0.51116 | 0.49655 | 0.86791 | 499.85 | 239.8 | 2227.75 | 733.675 | 13.7767 | 6467.3878 | 373.8486 | 1095.7003 | 13.9014 | 68.2859 | 20.4502 | 1.5803 | 3.5525 | 5726.638 | 0.616 | 4262.2911
105 | C-CLW-NAP-FC-ET-WC-R100 | 21.5 | 1.6 | 640.3211 | 0.37225 | 0.36611 | 0.55108 | 0.54023 | 0.87152 | 497.6 | 256 | 2227.75 | 679.15 | 13.7949 | 5955.563 | 375.998 | 1095.8179 | 13.8119 | 67.4717 | 20.3518 | 1.6221 | 3.5525 | 5726.7639 | 0.63003 | 4290.8221
106 | C-CLW-NAP-FC-FP-WC-R100 | 8.5 | 0.2 | 721.4025 | 0.41939 | 0.38217 | 0.088875 | 0.084649 | 0.69393 | 521.55 | 57.275 | 2227.75 | 93.475 | 13.6195 | 11766.7615 | 417.083 | 1097.0098 | 14.3576 | 73.0339 | 18.5879 | 1.2079 | 3.547 | 5712.3796 | 0.40311 | 2504.5594
107 | C-CLW-NAP-FC-FP-WC-R100 | 8.5 | 0.45 | 752.9553 | 0.43773 | 0.38096 | 0.09433 | 0.12653 | 0.73985 | 521.95 | 58.95 | 2227.75 | 62.775 | 13.6442 | 11501.1574 | 415.8605 | 1096.938 | 14.353 | 70.799 | 18.6434 | 1.2411 | 3.5488 | 5714.9984 | 0.43289 | 2565.4006
108 | C-CLW-NAP-FC-FP-WC-R100 | 8.5 | 0.65 | 763.661 | 0.44396 | 0.38072 | 0.09588 | 0.13948 | 0.7484 | 522.5 | 58.55 | 2227.75 | 44.9 | 13.6564 | 11435.7222 | 416.0425 | 1096.9077 | 14.3554 | 70.1771 | 18.6443 | 1.25 | 3.5525 | 5715.5661 | 0.43917 | 2593.2293
109 | C-CLW-NAP-FC-FP-WC-R100 | 12 | 0.3 | 642.7082 | 0.37364 | 0.38017 | 0.1867 | 0.17294 | 0.75769 | 518.075 | 103.825 | 2227.75 | 178 | 13.6366 | 10519.9381 | 406.3985 | 1096.7735 | 13.9244 | 68.9888 | 19.0235 | 1.2808 | 3.5503 | 5717.2028 | 0.48931 | 2909.4643
110 | C-CLW-NAP-FC-FP-WC-R100 | 12 | 0.6 | 667.8285 | 0.38824 | 0.37902 | 0.19379 | 0.2184 | 0.78992 | 517.225 | 104.325 | 2227.75 | 138.85 | 13.6535 | 10247.4244 | 404.4962 | 1096.6491 | 13.9519 | 68.0934 | 19.1038 | 1.3193 | 3.5507 | 5718.7867 | 0.50836 | 2975.2283
111 | C-CLW-NAP-FC-FP-WC-R100 | 12 | 0.9 | 683.1073 | 0.39713 | 0.37824 | 0.20564 | 0.24353 | 0.79133 | 516.8 | 108.8 | 2227.75 | 114.45 | 13.6533 | 10061.4092 | 404.1855 | 1096.7117 | 13.9014 | 67.3849 | 19.1138 | 1.3381 | 3.5492 | 5718.7185 | 0.52146 | 2960.9323
112 | C-CLW-NAP-FC-FP-WC-R100 | 15 | 0.4 | 588.3748 | 0.34205 | 0.37766 | 0.25805 | 0.24298 | 0.7923 | 513.3 | 135.325 | 2227.75 | 251.675 | 13.6663 | 9621.8776 | 397.7864 | 1096.3942 | 13.8076 | 67.6385 | 19.382 | 1.3405 | 3.5516 | 5719.6567 | 0.53606 | 3134.27
113 | C-CLW-NAP-FC-FP-WC-R100 | 15 | 0.75 | 615.1489 | 0.35762 | 0.37658 | 0.27443 | 0.29449 | 0.81822 | 512.875 | 140.3 | 2227.75 | 199.6 | 13.6719 | 9255.7901 | 396.4173 | 1096.463 | 13.7907 | 67.0559 | 19.4418 | 1.3854 | 3.5512 | 5720.7871 | 0.55519 | 3196.1273
114 | C-CLW-NAP-FC-FP-WC-R100 | 15 | 1.15 | 632.3011 | 0.36759 | 0.37712 | 0.2905 | 0.32902 | 0.81625 | 510.575 | 144.2 | 2227.75 | 170.8 | 13.6454 | 8985.2483 | 395.8107 | 1096.5726 | 13.7803 | 66.401 | 19.4689 | 1.4109 | 3.5513 | 5721.0629 | 0.5675 | 3189.651
115 | C-CLW-NAP-FC-FP-WC-R100 | 18.5 | 0.45 | 525.899 | 0.30573 | 0.37407 | 0.31387 | 0.30003 | 0.81288 | 511.95 | 160.4 | 2227.75 | 353.3 | 13.7267 | 8943.9224 | 390.3996 | 1096.0596 | 13.7588 | 67.5273 | 19.6982 | 1.3888 | 3.5524 | 5721.0909 | 0.5645 | 3317.833
116 | C-CLW-NAP-FC-FP-WC-R100 | 18.5 | 0.95 | 564.2911 | 0.32805 | 0.37271 | 0.35336 | 0.37165 | 0.84057 | 508.55 | 171.575 | 2227.75 | 272.45 | 13.7167 | 8298.5936 | 389.1083 | 1096.1812 | 13.7098 | 66.8426 | 19.7558 | 1.4554 | 3.551 | 5722.6165 | 0.5909 | 3407.0165
117 | C-CLW-NAP-FC-FP-WC-R100 | 18.5 | 1.4 | 581.5531 | 0.33809 | 0.37227 | 0.37632 | 0.40262 | 0.84294 | 507.25 | 180.275 | 2227.75 | 236.925 | 13.7125 | 7985.5169 | 388.8398 | 1096.1996 | 13.6684 | 66.4515 | 19.7674 | 1.485 | 3.5513 | 5722.2734 | 0.60347 | 3407.416
118 | C-CLW-NAP-FC-FP-WC-R100 | 21.5 | 0.55 | 483.759 | 0.28123 | 0.3727 | 0.34754 | 0.3567 | 0.83097 | 509.4 | 174.65 | 2227.75 | 426.2 | 13.7249 | 8422.6206 | 383.7867 | 1096.0619 | 13.8188 | 67.974 | 19.9872 | 1.4367 | 3.5505 | 5722.4547 | 0.58093 | 3475.554
119 | C-CLW-NAP-FC-FP-WC-R100 | 21.5 | 1.1 | 522.278 | 0.30363 | 0.37138 | 0.40074 | 0.42899 | 0.85435 | 505.55 | 192.7 | 2227.75 | 341.55 | 13.7218 | 7663.387 | 383.609 | 1096.1326 | 13.7337 | 67.1742 | 19.9997 | 1.5081 | 3.5512 | 5723.565 | 0.60878 | 3556.8368
120 | C-CLW-NAP-FC-FP-WC-R100 | 21.5 | 1.6 | 544.6907 | 0.31666 | 0.37057 | 0.43727 | 0.47022 | 0.86018 | 503.125 | 205.6 | 2227.75 | 292.05 | 13.7059 | 7189.094 | 383.058 | 1096.2036 | 13.6736 | 66.6935 | 20.0243 | 1.5487 | 3.5506 | 5723.8297 | 0.62583 | 3557.4819
121 | C-CLW-NAP-FC-ET-WC-R60 | 8.5 | 0.2 | 836.7265 | 0.48643 | 0.38369 | 0.1175 | 0.079566 | 0.76177 | 560.3 | 74.3 | 2346.175 | 197.675 | 14.7157 | 10383.8879 | 413.0702 | 1151.4624 | 14.4627 | 74.9227 | 16.0482 | 1.196 | 3.5536 | 4140.1173 | 0.41957 | 2536.9316
122 | C-CLW-NAP-FC-ET-WC-R60 | 8.5 | 0.45 | 868.6991 | 0.50502 | 0.38392 | 0.12844 | 0.12287 | 0.79975 | 558.775 | 79.1 | 2346.175 | 154.625 | 14.6833 | 10109.6793 | 415.0349 | 1151.5281 | 14.4081 | 72.2718 | 15.9943 | 1.2239 | 3.5521 | 4146.9292 | 0.441 | 2619.3933
123 | C-CLW-NAP-FC-ET-WC-R60 | 8.5 | 0.65 | 881.4934 | 0.51246 | 0.38425 | 0.13522 | 0.14737 | 0.79963 | 557.9 | 80.875 | 2346.175 | 135.275 | 14.6686 | 9998.9 | 415.486 | 1151.5814 | 14.3943 | 70.9931 | 15.9829 | 1.2375 | 3.5533 | 4147.2987 | 0.44888 | 2620.6557
124 | C-CLW-NAP-FC-ET-WC-R60 | 12 | 0.3 | 754.9488 | 0.43889 | 0.38087 | 0.24225 | 0.21028 | 0.82591 | 553.75 | 137.425 | 2346.175 | 371.175 | 14.7343 | 8899.4718 | 398.6874 | 1151.1202 | 14.021 | 68.952 | 16.5732 | 1.278 | 3.5551 | 4152.6489 | 0.50227 | 3057.7627
125 | C-CLW-NAP-FC-ET-WC-R60 | 12 | 0.6 | 784.7848 | 0.45624 | 0.38083 | 0.26049 | 0.26757 | 0.85002 | 552.275 | 142.95 | 2346.175 | 324.45 | 14.7029 | 8570.8956 | 400.0697 | 1151.2059 | 13.9713 | 67.6025 | 16.5315 | 1.3154 | 3.5554 | 4155.5597 | 0.51862 | 3135.984
126 | C-CLW-NAP-FC-ET-WC-R60 | 12 | 0.9 | 800.8885 | 0.4656 | 0.3804 | 0.27178 | 0.30644 | 0.8513 | 551.225 | 148.325 | 2346.175 | 299.3 | 14.6948 | 8399.8752 | 400.6915 | 1151.1501 | 13.9456 | 66.8731 | 16.5094 | 1.3381 | 3.5559 | 4155.203 | 0.52714 | 3150.2701
127 | C-CLW-NAP-FC-ET-WC-R60 | 15 | 0.4 | 692.7078 | 0.40271 | 0.37778 | 0.33269 | 0.30324 | 0.85857 | 548.15 | 179.625 | 2346.175 | 520.575 | 14.7622 | 7863.987 | 387.3981 | 1150.7379 | 13.9368 | 67.6004 | 16.9965 | 1.3449 | 3.5568 | 4156.938 | 0.54538 | 3345.4235
128 | C-CLW-NAP-FC-ET-WC-R60 | 15 | 0.75 | 724.38 | 0.42112 | 0.37686 | 0.35897 | 0.37326 | 0.87265 | 546.825 | 189.325 | 2346.175 | 466.4 | 14.7645 | 7472.1128 | 389.3481 | 1150.7719 | 13.8579 | 66.8724 | 16.9336 | 1.3889 | 3.557 | 4161.1871 | 0.56018 | 3430.7365
129 | C-CLW-NAP-FC-ET-WC-R60 | 15 | 1.15 | 745.3124 | 0.43329 | 0.37615 | 0.37752 | 0.42757 | 0.87945 | 545.075 | 195.5 | 2346.175 | 426.525 | 14.7542 | 7192.8089 | 390.3109 | 1150.9318 | 13.8106 | 66.4667 | 16.8967 | 1.4239 | 3.5562 | 4160.8896 | 0.57094 | 3464.5884
130 | C-CLW-NAP-FC-ET-WC-R60 | 18.5 | 0.45 | 617.9417 | 0.35924 | 0.37344 | 0.40034 | 0.38272 | 0.8776 | 545.275 | 210.55 | 2346.175 | 705.475 | 14.8621 | 7105.5592 | 375.8158 | 1150.2602 | 13.9826 | 68.2419 | 17.4507 | 1.4007 | 3.5586 | 4160.5215 | 0.57192 | 3557.5245
131 | C-CLW-NAP-FC-ET-WC-R60 | 18.5 | 0.95 | 657.2406 | 0.38209 | 0.37279 | 0.44349 | 0.48744 | 0.89152 | 542.2 | 226.725 | 2346.175 | 633.325 | 14.833 | 6481.7845 | 377.8192 | 1150.4165 | 13.8887 | 68.0691 | 17.3807 | 1.4688 | 3.5584 | 4164.027 | 0.59076 | 3670.0115
132 | C-CLW-NAP-FC-ET-WC-R60 | 18.5 | 1.4 | 682.2492 | 0.39663 | 0.3723 | 0.47726 | 0.52885 | 0.90439 | 539.8 | 240.05 | 2346.175 | 581.45 | 14.8194 | 6059.4316 | 380.204 | 1150.5432 | 13.775 | 67.2295 | 17.2871 | 1.5023 | 3.5566 | 4165.1327 | 0.60334 | 3729.9337
133 | C-CLW-NAP-FC-ET-WC-R60 | 21.5 | 0.55 | 563.6595 | 0.32769 | 0.37264 | 0.43699 | 0.46291 | 0.89494 | 542.2 | 226.65 | 2346.175 | 843.3 | 14.8466 | 6579.2589 | 366.7924 | 1150.1585 | 14.1068 | 69.9417 | 17.8187 | 1.4508 | 3.5571 | 4164.0127 | 0.58448 | 3737.5908
134 | C-CLW-NAP-FC-ET-WC-R60 | 21.5 | 1.1 | 605.4448 | 0.35198 | 0.37036 | 0.49728 | 0.56279 | 0.91075 | 538.675 | 251.925 | 2346.175 | 757.425 | 14.8597 | 5815.813 | 369.8911 | 1150.1462 | 13.9385 | 69.7093 | 17.6966 | 1.5232 | 3.5571 | 4166.0382 | 0.60743 | 3847.7492
135 | C-CLW-NAP-FC-ET-WC-R60 | 21.5 | 1.6 | 631.1018 | 0.36689 | 0.36925 | 0.53634 | 0.61183 | 0.92095 | 536.775 | 268.15 | 2346.175 | 703.875 | 14.8761 | 5342.275 | 372.5016 | 1150.2455 | 13.8106 | 69.233 | 17.5953 | 1.5611 | 3.5568 | 4167.801 | 0.61991 | 3917.8301
136 | C-CLW-NAP-FC-FP-WC-R60 | 8.5 | 0.2 | 722.8199 | 0.42021 | 0.38515 | 0.082814 | 0.046197 | 0.72969 | 561.025 | 57.325 | 2346.175 | 85.5 | 14.6796 | 10802.46 | 410.4395 | 1151.5007 | 14.6988 | 77.8233 | 16.1218 | 1.1763 | 3.5522 | 4134.1783 | 0.41037 | 1961.947
137 | C-CLW-NAP-FC-FP-WC-R60 | 8.5 | 0.45 | 752.2813 | 0.43734 | 0.38439 | 0.086697 | 0.10027 | 0.78495 | 561.75 | 59.7 | 2346.175 | 52.525 | 14.7318 | 10563.634 | 410.1812 | 1151.4538 | 14.6925 | 73.9825 | 16.1517 | 1.2059 | 3.5543 | 4142.2434 | 0.43657 | 2063.537
138 | C-CLW-NAP-FC-FP-WC-R60 | 8.5 | 0.65 | 760.2806 | 0.44199 | 0.38458 | 0.086352 | 0.12542 | 0.79171 | 561.05 | 58.625 | 2346.175 | 37.3 | 14.6916 | 10499.1504 | 409.0278 | 1151.6193 | 14.7506 | 72.6238 | 16.192 | 1.2202 | 3.553 | 4143.5064 | 0.44112 | 2087.216
139 | C-CLW-NAP-FC-FP-WC-R60 | 12 | 0.3 | 641.0051 | 0.37265 | 0.38264 | 0.17839 | 0.14796 | 0.80625 | 557.075 | 107.225 | 2346.175 | 169.65 | 14.7247 | 9616.8643 | 401.4454 | 1151.3227 | 14.1433 | 70.6311 | 16.464 | 1.238 | 3.5544 | 4147.3888 | 0.49202 | 2413.9412
140 | C-CLW-NAP-FC-FP-WC-R60 | 12 | 0.6 | 664.603 | 0.38637 | 0.38255 | 0.18574 | 0.214 | 0.8353 | 556.25 | 108.525 | 2346.175 | 126.425 | 14.7065 | 9363.4856 | 399.6949 | 1151.3382 | 14.1977 | 68.9192 | 16.5353 | 1.2792 | 3.5547 | 4151.3737 | 0.50719 | 2501.392
141 | C-CLW-NAP-FC-FP-WC-R60 | 12 | 0.9 | 678.5186 | 0.39446 | 0.38223 | 0.19425 | 0.25763 | 0.83947 | 556.025 | 111.825 | 2346.175 | 103.85 | 14.7137 | 9202.705 | 398.9709 | 1151.2415 | 14.1857 | 67.7144 | 16.5625 | 1.301 | 3.5558 | 4151.3059 | 0.51773 | 2507.5697
142 | C-CLW-NAP-FC-FP-WC-R60 | 15 | 0.4 | 584.749 | 0.33995 | 0.37969 | 0.24806 | 0.23195 | 0.83821 | 553.575 | 140.425 | 2346.175 | 242.075 | 14.7518 | 8796.3312 | 394.2824 | 1150.8889 | 13.9511 | 68.2393 | 16.7294 | 1.292 | 3.5547 | 4152.7014 | 0.53344 | 2669.3543
143 | C-CLW-NAP-FC-FP-WC-R60 | 15 | 0.75 | 608.7842 | 0.35392 | 0.38027 | 0.26447 | 0.30067 | 0.86142 | 550.6 | 145.175 | 2346.175 | 192.35 | 14.7143 | 8452.7026 | 392.2918 | 1151.0776 | 13.9883 | 67.2063 | 16.8086 | 1.3373 | 3.5537 | 4156.0002 | 0.54873 | 2749.7378
144 | C-CLW-NAP-FC-FP-WC-R60 | 15 | 1.15 | 623.9546 | 0.36274 | 0.37993 | 0.27555 | 0.36407 | 0.86282 | 551.225 | 149.8 | 2346.175 | 161.4 | 14.735 | 8243.8421 | 391.0843 | 1151.0422 | 13.9978 | 66.5465 | 16.8624 | 1.3714 | 3.558 | 4156.0902 | 0.55979 | 2752.0828
145 | C-CLW-NAP-FC-FP-WC-R60 | 18.5 | 0.45 | 519.3114 | 0.3019 | 0.37803 | 0.30347 | 0.28921 | 0.85773 | 549.625 | 165 | 2346.175 | 349.125 | 14.7565 | 8156.196 | 386.7388 | 1150.6614 | 13.9081 | 67.5587 | 17.0132 | 1.3324 | 3.5543 | 4156.0674 | 0.55795 | 2867.083
146 | C-CLW-NAP-FC-FP-WC-R60 | 18.5 | 0.95 | 553.6607 | 0.32187 | 0.37704 | 0.33988 | 0.39558 | 0.87849 | 546.175 | 177.475 | 2346.175 | 266.95 | 14.732 | 7589.298 | 384.7257 | 1150.8953 | 13.8869 | 66.8341 | 17.1005 | 1.4009 | 3.554 | 4160.6284 | 0.58163 | 2950.9271
147 | C-CLW-NAP-FC-FP-WC-R60 | 18.5 | 1.4 | 572.9293 | 0.33307 | 0.37625 | 0.36305 | 0.46036 | 0.88426 | 545.6 | 187.55 | 2346.175 | 228.3 | 14.7495 | 7252.8942 | 384.1522 | 1150.9333 | 13.8398 | 66.5368 | 17.1234 | 1.4428 | 3.5544 | 4160.5292 | 0.59582 | 2963.126
148 | C-CLW-NAP-FC-FP-WC-R60 | 21.5 | 0.55 | 473.7912 | 0.27544 | 0.37799 | 0.33611 | 0.34749 | 0.87439 | 547.2 | 180.075 | 2346.175 | 425.925 | 14.7402 | 7709.8004 | 380.432 | 1150.6624 | 13.9765 | 67.7561 | 17.2656 | 1.3728 | 3.5565 | 4159.1653 | 0.571 | 3026.9998
149 | C-CLW-NAP-FC-FP-WC-R60 | 21.5 | 1.1 | 510.7372 | 0.29692 | 0.37515 | 0.3875 | 0.4605 | 0.89187 | 544.95 | 200.3 | 2346.175 | 336.4 | 14.802 | 7026.295 | 379.9588 | 1150.6341 | 13.8584 | 67.2734 | 17.2956 | 1.4458 | 3.5581 | 4162.9019 | 0.59909 | 3097.8516
150 | C-CLW-NAP-FC-FP-WC-R60 | 21.5 | 1.6 | 533.143 | 0.30994 | 0.37336 | 0.41943 | 0.52936 | 0.90266 | 543.575 | 212.825 | 2346.175 | 284.375 | 14.8349 | 6599.6269 | 380.0244 | 1150.6321 | 13.77 | 67.1986 | 17.2947 | 1.4923 | 3.5582 | 4163.4722 | 0.61516 | 3131.4792
151 | C-CLW-STR-FC-ET-WC-OFF | 8.5 | 0.2 | 484.7248 | 0.42139 | 0.38819 | 0.10848 | -0.0073705 | 1 | 333.3 | 36.55 | 1446.5 | 62.1 | 10.3405 | 10073.6538 | 371.8371 | 860.2692 | 12.6733 | 56.8355 | 18.8245 | 1.0483 | 3.4808 | 4655.3289 | 0.15067 | 3499.3768
152 | C-CLW-STR-FC-ET-WC-OFF | 8.5 | 0.45 | 490.1674 | 0.42612 | 0.38953 | 0.098569 | 0.00075109 | 1 | 333.475 | 35.15 | 1446.5 | 41.75 | 10.3158 | 10081.5514 | 371.7332 | 860.3977 | 12.8039 | 56.9148 | 18.8352 | 1.0549 | 3.4831 | 4655.3289 | 0.14334 | 3569.2011
153 | C-CLW-STR-FC-ET-WC-OFF | 8.5 | 0.65 | 493.172 | 0.42874 | 0.38877 | 0.096652 | 0.003548 | 1 | 334.75 | 36.075 | 1446.5 | 32.125 | 10.3459 | 10088.5384 | 372.2417 | 860.3319 | 12.7945 | 56.9249 | 18.8069 | 1.0565 | 3.482 | 4655.3289 | 0.14304 | 3592.3644
154 | C-CLW-STR-FC-ET-WC-OFF | 12 | 0.3 | 451.661 | 0.39265 | 0.38427 | 0.22764 | 0.047427 | 1 | 331.425 | 71.375 | 1446.5 | 126.5 | 10.3834 | 9148.6695 | 365.1921 | 860.0424 | 12.3799 | 53.2297 | 19.17 | 1.0994 | 3.4835 | 4655.3289 | 0.29709 | 3809.7211
155 | C-CLW-STR-FC-ET-WC-OFF | 12 | 0.6 | 461.3167 | 0.40104 | 0.38454 | 0.23204 | 0.061072 | 1 | 331.5 | 74.225 | 1446.5 | 97.55 | 10.3723 | 9050.3874 | 366.2583 | 860.1133 | 12.3542 | 52.8255 | 19.1079 | 1.1058 | 3.4798 | 4655.3289 | 0.30677 | 3837.5972
156 | C-CLW-STR-FC-ET-WC-OFF | 12 | 0.9 | 465.2927 | 0.4045 | 0.3863 | 0.23416 | 0.068717 | 1 | 331.125 | 75.55 | 1446.5 | 86.95 | 10.3329 | 8985.3535 | 366.1497 | 860.2177 | 12.3877 | 52.6283 | 19.1201 | 1.1112 | 3.4828 | 4655.3289 | 0.31193 | 3841.858
157 | C-CLW-STR-FC-ET-WC-OFF | 15 | 0.4 | 425.6551 | 0.37004 | 0.38129 | 0.32121 | 0.095461 | 1 | 328.9 | 98.875 | 1446.5 | 184.475 | 10.3746 | 8384.4438 | 360.3539 | 859.8441 | 12.3276 | 51.0203 | 19.4245 | 1.1384 | 3.483 | 4655.3289 | 0.37892 | 3965.4657
158 | C-CLW-STR-FC-ET-WC-OFF | 15 | 0.75 | 438.383 | 0.38111 | 0.38178 | 0.33843 | 0.11066 | 1 | 328.725 | 106.2 | 1446.5 | 151.7 | 10.3825 | 8206.8575 | 360.8463 | 859.8562 | 12.3226 | 50.6782 | 19.4048 | 1.1533 | 3.4866 | 4655.3289 | 0.39471 | 3980.2372
159 | C-CLW-STR-FC-ET-WC-OFF | 15 | 1.15 | 445.2799 | 0.3871 | 0.38278 | 0.345 | 0.12119 | 1 | 329.475 | 109.425 | 1446.5 | 130.65 | 10.3866 | 8106.8017 | 361.0826 | 859.9515 | 12.3269 | 50.5676 | 19.3918 | 1.1641 | 3.486 | 4655.3289 | 0.40114 | 3999.8994
160 | C-CLW-STR-FC-ET-WC-OFF | 18.5 | 0.45 | 389.5854 | 0.33868 | 0.37973 | 0.39892 | 0.14008 | 1 | 327.975 | 124.1 | 1446.5 | 271.625 | 10.4161 | 7716.8646 | 353.5165 | 859.6482 | 12.4603 | 49.8616 | 19.805 | 1.1829 | 3.4866 | 4655.3289 | 0.43244 | 4090.5859
161 | C-CLW-STR-FC-ET-WC-OFF | 18.5 | 0.95 | 412.5196 | 0.35862 | 0.37691 | 0.44063 | 0.16926 | 1 | 327.95 | 138.025 | 1446.5 | 214.675 | 10.4558 | 7349.7059 | 355.2006 | 859.5352 | 12.381 | 49.0925 | 19.7121 | 1.2101 | 3.4877 | 4655.3289 | 0.4627 | 4100.4632
162 | C-CLW-STR-FC-ET-WC-OFF | 18.5 | 1.4 | 420.0345 | 0.36515 | 0.37746 | 0.45095 | 0.17922 | 1 | 326.975 | 142.2 | 1446.5 | 194.025 | 10.4223 | 7232.2146 | 355.9129 | 859.6498 | 12.3832 | 48.7501 | 19.669 | 1.2158 | 3.4852 | 4655.3289 | 0.46792 | 4134.5699
163 | C-CLW-STR-FC-ET-WC-OFF | 21.5 | 0.55 | 364.2676 | 0.31667 | 0.37826 | 0.45183 | 0.18059 | 1 | 326.825 | 141.35 | 1446.5 | 336.775 | 10.412 | 7212.9327 | 348.4249 | 859.6093 | 12.5992 | 49.2956 | 20.0913 | 1.2221 | 3.4852 | 4655.3289 | 0.46499 | 4190.0306
164 | C-CLW-STR-FC-ET-WC-OFF | 21.5 | 1.1 | 388.1824 | 0.33746 | 0.37625 | 0.50119 | 0.21225 | 1 | 326.725 | 157.35 | 1446.5 | 275.6 | 10.4524 | 6777.2382 | 350.6177 | 859.464 | 12.5517 | 48.2313 | 19.9681 | 1.2502 | 3.4872 | 4655.3289 | 0.49281 | 4233.006
165 | C-CLW-STR-FC-ET-WC-OFF | 21.5 | 1.6 | 399.4286 | 0.34724 | 0.37363 | 0.52423 | 0.22628 | 1 | 326 | 164.75 | 1446.5 | 247.45 | 10.4754 | 6586.3481 | 351.5034 | 859.4632 | 12.5143 | 47.828 | 19.9117 | 1.265 | 3.484 | 4655.3289 | 0.50558 | 4245.938
166 | C-CLW-STR-FC-FP-WC-OFF | 8.5 | 0.2 | 372.915 | 0.32419 | 0.38961 | 0.056587 | -0.027836 | 1 | 335.275 | 23.725 | 1446.5 | 24.95 | 10.3394 | 10462.5522 | 356.0136 | 860.3539 | 12.9909 | 58.8602 | 19.6623 | 1.0252 | 3.481 | 4655.3289 | 0.066555 | 2958.8124
167 | C-CLW-STR-FC-FP-WC-OFF | 8.5 | 0.45 | 370.0835 | 0.32173 | 0.39159 | 0.043558 | -0.018425 | 1 | 335.075 | 20.775 | 1446.5 | 10.325 | 10.3111 | 10469.6152 | 351.0453 | 860.5111 | 13.2038 | 58.8594 | 19.9425 | 1.0337 | 3.4811 | 4655.3289 | 0.055666 | 2970.6007
168 | C-CLW-STR-FC-FP-WC-OFF | 8.5 | 0.65 | 368.5364 | 0.32038 | 0.39207 | 0.035997 | -0.01129 | 1 | 335.2 | 19.35 | 1446.5 | 6.325 | 10.297 | 10475.3787 | 348.9306 | 860.4705 | 13.3016 | 58.7734 | 20.0643 | 1.038 | 3.4818 | 4655.3289 | 0.051972 | 2969.7542
169 | C-CLW-STR-FC-FP-WC-OFF | 12 | 0.3 | 333.0174 | 0.28951 | 0.38787 | 0.12899 | 0.014958 | 1 | 334.05 | 44.625 | 1446.5 | 47.625 | 10.3448 | 9852.0938 | 347.1823 | 860.28 | 12.7651 | 55.9234 | 20.1638 | 1.067 | 3.482 | 4655.3289 | 0.21259 | 3146.6446
170 | C-CLW-STR-FC-FP-WC-OFF | 12 | 0.6 | 336.7968 | 0.29279 | 0.38959 | 0.1253 | 0.031387 | 1 | 333.125 | 43.275 | 1446.5 | 28.45 | 10.3172 | 9778.6129 | 343.9078 | 860.3431 | 12.8751 | 55.6818 | 20.361 | 1.0769 | 3.4844 | 4655.3289 | 0.22292 | 3140.625
171 | C-CLW-STR-FC-FP-WC-OFF | 12 | 0.9 | 336.0949 | 0.29218 | 0.39045 | 0.11891 | 0.036292 | 1 | 333.625 | 42.9 | 1446.5 | 20.925 | 10.311 | 9783.8173 | 342.7883 | 860.413 | 12.9277 | 55.694 | 20.429 | 1.0783 | 3.4848 | 4655.3289 | 0.21915 | 3149.2636
172 | C-CLW-STR-FC-FP-WC-OFF | 15 | 0.4 | 308.2516 | 0.26798 | 0.38554 | 0.18587 | 0.052664 | 1 | 332.975 | 61.6 | 1446.5 | 69.475 | 10.3706 | 9361.0656 | 342.3187 | 860.1388 | 12.6712 | 54.3708 | 20.4485 | 1.0969 | 3.4818 | 4655.3289 | 0.29748 | 3248.2929
173 | C-CLW-STR-FC-FP-WC-OFF | 15 | 0.75 | 314.3292 | 0.27326 | 0.3862 | 0.19004 | 0.06858 | 1 | 333.275 | 62.85 | 1446.5 | 47.375 | 10.3798 | 9256.2693 | 340.1077 | 860.1022 | 12.7128 | 54.2429 | 20.5857 | 1.1081 | 3.4842 | 4655.3289 | 0.31256 | 3241.2598
174 | C-CLW-STR-FC-FP-WC-OFF | 15 | 1.15 | 318.6389 | 0.27701 | 0.38622 | 0.19004 | 0.080874 | 1 | 332.75 | 63.3 | 1446.5 | 35.425 | 10.3633 | 9195.4707 | 338.8828 | 860.2389 | 12.7406 | 54.1912 | 20.6554 | 1.1154 | 3.4811 | 4655.3289 | 0.32013 | 3249.5186
175 | C-CLW-STR-FC-FP-WC-OFF | 18.5 | 0.45 | 278.4639 | 0.24208 | 0.38464 | 0.23424 | 0.085962 | 1 | 332.2 | 76.225 | 1446.5 | 108.65 | 10.3902 | 8926.3981 | 337.2554 | 860.0214 | 12.6922 | 53.5133 | 20.7607 | 1.1253 | 3.485 | 4655.3289 | 0.35505 | 3322.5263
176 | C-CLW-STR-FC-FP-WC-OFF | 18.5 | 0.95 | 294.6176 | 0.25612 | 0.38267 | 0.25715 | 0.11034 | 1 | 332.475 | 84.1 | 1446.5 | 70.55 | 10.41 | 8694.2456 | 335.8063 | 859.9181 | 12.6765 | 53.3341 | 20.8469 | 1.1468 | 3.4839 | 4655.3289 | 0.38339 | 3360.7717
177 | C-CLW-STR-FC-FP-WC-OFF | 18.5 | 1.4 | 300.5028 | 0.26124 | 0.38607 | 0.26473 | 0.12655 | 1 | 330.7 | 85.525 | 1446.5 | 57.275 | 10.3369 | 8535.9647 | 334.1524 | 860.1634 | 12.7648 | 53.0995 | 20.9553 | 1.16 | 3.4852 | 4655.3289 | 0.39545 | 3360.8603
178 | C-CLW-STR-FC-FP-WC-OFF | 21.5 | 0.55 | 257.6516 | 0.22399 | 0.38465 | 0.25949 | 0.1158 | 1 | 331.275 | 84.1 | 1446.5 | 144.075 | 10.3742 | 8633.0918 | 332.8822 | 860.0323 | 12.796 | 53.4607 | 21.0332 | 1.1531 | 3.4849 | 4655.3289 | 0.38305 | 3417.5834
179 | C-CLW-STR-FC-FP-WC-OFF | 21.5 | 1.1 | 275.2396 | 0.23928 | 0.38354 | 0.29405 | 0.14602 | 1 | 329.8 | 93.925 | 1446.5 | 98 | 10.3601 | 8291.3962 | 331.1782 | 859.9508 | 12.7937 | 52.9713 | 21.1369 | 1.1779 | 3.4831 | 4655.3289 | 0.41866 | 3440.1702
180 | C-CLW-STR-FC-FP-WC-OFF | 21.5 | 1.6 | 284.4277 | 0.24727 | 0.38183 | 0.30824 | 0.16321 | 1 | 329.5 | 97.675 | 1446.5 | 80.55 | 10.3798 | 8142.0097 | 331.5426 | 859.9988 | 12.7522 | 52.7396 | 21.1112 | 1.1879 | 3.4816 | 4655.3289 | 0.43367 | 3463.2256
181 | C-CLW-TOU-CC-ET-WC-R100 | 10 | 0.25 | 682.0297 | 0.4623 | 0.4324 | 0.16556 | 0.056191 | 0.64775 | 194.625 | 31.125 | 1048.625 | 211.2 | 6.0043 | 10602.6654 | 342.0822 | 649.5893 | 16.0825 | 66.78 | 28.6139 | 1.226 | 3.4494 | 10076.8774 | 0.4609 | -852.3506
182 | C-CLW-TOU-CC-ET-WC-R100 | 10 | 0.5 | 715.2745 | 0.48483 | 0.43248 | 0.17598 | 0.069698 | 0.69587 | 194 | 32.4 | 1048.625 | 162.325 | 6.0087 | 10323.7455 | 345.76 | 649.5472 | 15.9899 | 65.6222 | 28.4325 | 1.2423 | 3.4522 | 10106.3127 | 0.48288 | -708.7503
183 | C-CLW-TOU-CC-ET-WC-R100 | 10 | 0.75 | 726.8524 | 0.49268 | 0.43192 | 0.17878 | 0.074703 | 0.70722 | 192.7 | 31.1 | 1048.625 | 142.8 | 5.9898 | 10247.1481 | 346.6878 | 649.4679 | 16 | 65.3827 | 28.3915 | 1.2491 | 3.4514 | 10116.4756 | 0.48756 | -658.007
184 | C-CLW-TOU-CC-ET-WC-R100 | 14 | 0.35 | 600.6857 | 0.40716 | 0.43093 | 0.32503 | 0.1182 | 0.7059 | 189.525 | 55.625 | 1048.625 | 398.85 | 5.9642 | 9434.0431 | 327.6192 | 649.402 | 16.1046 | 63.5236 | 29.779 | 1.2873 | 3.4629 | 10115.5229 | 0.52037 | -352.4369
185 | C-CLW-TOU-CC-ET-WC-R100 | 14 | 0.7 | 630.8539 | 0.42761 | 0.42995 | 0.35217 | 0.13828 | 0.73293 | 187.975 | 58.525 | 1048.625 | 344.675 | 5.9579 | 9119.3098 | 330.422 | 649.404 | 16.0504 | 62.6657 | 29.6346 | 1.311 | 3.4621 | 10142.1525 | 0.53501 | -221.9833
186 | C-CLW-TOU-CC-ET-WC-R100 | 14 | 1.05 | 643.4874 | 0.43617 | 0.43074 | 0.37011 | 0.14911 | 0.73878 | 188.2 | 61.975 | 1048.625 | 320.325 | 5.9555 | 8958.7689 | 331.8184 | 649.4919 | 16.0124 | 62.1886 | 29.5451 | 1.3227 | 3.4643 | 10146.6974 | 0.54241 | -192.3564
187 | C-CLW-TOU-CC-ET-WC-R100 | 17.5 | 0.45 | 538.8486 | 0.36525 | 0.43032 | 0.41631 | 0.16974 | 0.73519 | 187.075 | 71.4 | 1048.625 | 554.05 | 5.9433 | 8662.0962 | 316.715 | 649.3046 | 16.4483 | 62.3602 | 30.6891 | 1.3368 | 3.4687 | 10136.3274 | 0.54928 | -63.4481
188 | C-CLW-TOU-CC-ET-WC-R100 | 17.5 | 0.9 | 566.9185 | 0.38427 | 0.42865 | 0.46126 | 0.19543 | 0.75752 | 185.575 | 77 | 1048.625 | 499.225 | 5.9237 | 8259.3073 | 319.1146 | 649.3721 | 16.4138 | 61.3309 | 30.5475 | 1.366 | 3.4688 | 10155.2464 | 0.56611 | 42.9936
189 | C-CLW-TOU-CC-ET-WC-R100 | 17.5 | 1.3 | 579.9256 | 0.39309 | 0.42819 | 0.48699 | 0.20872 | 0.76027 | 185.275 | 81.35 | 1048.625 | 471.725 | 5.937 | 8069.9813 | 320.8255 | 649.3481 | 16.3919 | 60.7433 | 30.4289 | 1.3776 | 3.4732 | 10159.7183 | 0.57335 | 72.0355
190 | C-CLW-TOU-CC-ET-WC-R100 | 21.5 | 0.55 | 479.8784 | 0.32527 | 0.42916 | 0.48558 | 0.22438 | 0.75899 | 185.625 | 82.925 | 1048.625 | 720.4 | 5.9482 | 7967.5358 | 306.3046 | 649.3585 | 16.8526 | 61.9469 | 31.5937 | 1.3877 | 3.4731 | 10151.0162 | 0.57224 | 161.9473
191 | C-CLW-TOU-CC-ET-WC-R100 | 21.5 | 1.1 | 507.308 | 0.34387 | 0.42751 | 0.54228 | 0.25696 | 0.77853 | 183.65 | 90.575 | 1048.625 | 657.4 | 5.9366 | 7480.5978 | 308.5776 | 649.2465 | 16.9069 | 60.8368 | 31.4404 | 1.4257 | 3.4755 | 10164.7576 | 0.58868 | 284.5964
192 | C-CLW-TOU-CC-ET-WC-R100 | 21.5 | 1.6 | 520.5839 | 0.35287 | 0.42764 | 0.58264 | 0.27039 | 0.78547 | 182.325 | 96.9 | 1048.625 | 624.9 | 5.9054 | 7217.7971 | 310.0652 | 649.2493 | 16.9978 | 59.8862 | 31.3311 | 1.4394 | 3.48 | 10168.4037 | 0.5978 | 319.0888
193 | C-CLW-TOU-CC-ET-WC-R100 | 25 | 0.65 | 437.8494 | 0.29679 | 0.42841 | 0.51521 | 0.26939 | 0.77677 | 184.6 | 86.925 | 1048.625 | 839.325 | 5.9444 | 7500.2704 | 299.2934 | 649.2879 | 17.1359 | 62.1798 | 32.23 | 1.4272 | 3.4777 | 10159.7863 | 0.58384 | 353.6667
194 | C-CLW-TOU-CC-ET-WC-R100 | 25 | 1.25 | 461.5743 | 0.31287 | 0.4271 | 0.58242 | 0.30311 | 0.79729 | 181.975 | 96.5 | 1048.625 | 786.55 | 5.9137 | 6960.4914 | 300.4468 | 649.2333 | 17.3055 | 60.9603 | 32.1674 | 1.4714 | 3.4805 | 10172.9395 | 0.60297 | 433.9136
195 | C-CLW-TOU-CC-ET-WC-R100 | 25 | 1.9 | 478.5203 | 0.32435 | 0.42554 | 0.63322 | 0.32559 | 0.8033 | 181.075 | 105.625 | 1048.625 | 741.35 | 5.9169 | 6604.4751 | 301.7157 | 649.2224 | 17.4322 | 60.1419 | 32.0699 | 1.5025 | 3.4822 | 10177.2044 | 0.61303 | 497.1748
196 | C-CLW-TOU-CC-FP-WC-R100 | 10 | 0.25 | 576.8607 | 0.39101 | 0.43339 | 0.10204 | 0.038678 | 0.60378 | 196.025 | 21.8 | 1048.625 | 83.675 | 6.0087 | 11069.7505 | 342.2844 | 649.5606 | 16.3058 | 68.561 | 28.5183 | 1.2092 | 3.4367 | 10049.6114 | 0.45541 | -1495.8086
197 | C-CLW-TOU-CC-FP-WC-R100 | 10 | 0.5 | 604.2164 | 0.40955 | 0.43228 | 0.085071 | 0.053993 | 0.66622 | 196.6 | 19 | 1048.625 | 53.35 | 6.0137 | 10838.1893 | 342.5629 | 649.5839 | 16.3594 | 67.5683 | 28.558 | 1.227 | 3.4359 | 10074.0108 | 0.47859 | -1313.4429
198 | C-CLW-TOU-CC-FP-WC-R100 | 10 | 0.75 | 613.7824 | 0.41604 | 0.43243 | 0.082403 | 0.060682 | 0.68418 | 196.675 | 17.85 | 1048.625 | 39.5 | 6.0297 | 10749.3867 | 342.0793 | 649.6237 | 16.3855 | 67.2194 | 28.6164 | 1.2345 | 3.4408 | 10081.6154 | 0.48754 | -1268.789
199 | C-CLW-TOU-CC-FP-WC-R100 | 14 | 0.35 | 499.7492 | 0.33874 | 0.43167 | 0.19904 | 0.088207 | 0.67327 | 193.7 | 37.175 | 1048.625 | 166.825 | 6.0029 | 10185.6249 | 333.4782 | 649.5042 | 15.9905 | 65.3788 | 29.259 | 1.2567 | 3.4474 | 10089.2797 | 0.51116 | -1040.6247
200 | C-CLW-TOU-CC-FP-WC-R100 | 14 | 0.7 | 526.236 | 0.3567 | 0.43217 | 0.20444 | 0.11151 | 0.71577 | 193.3 | 36.9 | 1048.625 | 119.65 | 5.9969 | 9872.0987 | 332.9414 | 649.5609 | 16.0126 | 64.6049 | 29.3614 | 1.2842 | 3.4495 | 10113.2104 | 0.53103 | -894.6309
201 | C-CLW-TOU-CC-FP-WC-R100 | 14 | 1.05 | 537.0343 | 0.36402 | 0.43121 | 0.21268 | 0.12143 | 0.729 | 193 | 37.95 | 1048.625 | 96.625 | 5.9961 | 9738.3573 | 332.8089 | 649.4959 | 15.9724 | 64.2592 | 29.3892 | 1.2953 | 3.4494 | 10120.6794 | 0.54013 | -857.1992
202 | C-CLW-TOU-CC-FP-WC-R100 | 17.5 | 0.45 | 448.3333 | 0.30389 | 0.43119 | 0.26931 | 0.12991 | 0.70987 | 191.325 | 47.7 | 1048.625 | 237.075 | 5.9795 | 9537.4078 | 326.801 | 649.3701 | 16.001 | 63.8499 | 29.8183 | 1.297 | 3.454 | 10110.7905 | 0.54247 | -776.6485
203 | C-CLW-TOU-CC-FP-WC-R100 | 17.5 | 0.9 | 474.3672 | 0.32154 | 0.4317 | 0.29046 | 0.16142 | 0.74157 | 190.025 | 49.95 | 1048.625 | 179.6 | 5.9691 | 9149.2388 | 326.0186 | 649.4542 | 16.0337 | 63.0302 | 29.9478 | 1.329 | 3.4612 | 10134.5667 | 0.5628 | -660.4518
204 | C-CLW-TOU-CC-FP-WC-R100 | 17.5 | 1.3 | 482.5304 | 0.32707 | 0.43185 | 0.30141 | 0.17246 | 0.74868 | 189.5 | 51.15 | 1048.625 | 154.15 | 5.9571 | 9009.9277 | 324.7398 | 649.4828 | 16.0516 | 62.8374 | 30.0597 | 1.3415 | 3.4596 | 10140.5796 | 0.57016 | -643.6392
205 | C-CLW-TOU-CC-FP-WC-R100 | 21.5 | 0.55 | 397.7745 | 0.26962 | 0.43016 | 0.31637 | 0.17044 | 0.73762 | 190.625 | 55.7 | 1048.625 | 318.325 | 5.9828 | 9011.4253 | 321.1838 | 649.4011 | 16.0667 | 63.0531 | 30.3012 | 1.3333 | 3.4587 | 10127.7522 | 0.5628 | -555.604
206 | C-CLW-TOU-CC-FP-WC-R100 | 21.5 | 1.1 | 422.9179 | 0.28667 | 0.43005 | 0.35671 | 0.20828 | 0.76099 | 188.675 | 60.875 | 1048.625 | 252.225 | 5.9628 | 8537.0301 | 318.9181 | 649.441 | 16.1307 | 62.3614 | 30.544 | 1.3737 | 3.4629 | 10150.4001 | 0.58463 | -466.9872
207 | C-CLW-TOU-CC-FP-WC-R100 | 21.5 | 1.6 | 432.3932 | 0.29309 | 0.42968 | 0.37306 | 0.22485 | 0.76696 | 187.775 | 63.225 | 1048.625 | 221.075 | 5.9525 | 8348.4402 | 317.7919 | 649.3708 | 16.158 | 62.1287 | 30.6478 | 1.3903 | 3.4647 | 10155.1634 | 0.59312 | -446.908
208 | C-CLW-TOU-CC-FP-WC-R100 | 25 | 0.65 | 363.0689 | 0.2461 | 0.42993 | 0.3458 | 0.20469 | 0.75542 | 188.95 | 59.15 | 1048.625 | 380.175 | 5.9753 | 8618.633 | 316.6031 | 649.3612 | 16.1996 | 62.74 | 30.7044 | 1.3637 | 3.4628 | 10141.2735 | 0.57571 | -400.1927
209 | C-CLW-TOU-CC-FP-WC-R100 | 25 | 1.25 | 385.1052 | 0.26103 | 0.42996 | 0.39726 | 0.2442 | 0.77423 | 187.7 | 67.7 | 1048.625 | 311.75 | 5.9425 | 8103.1537 | 314.5916 | 649.4764 | 16.2402 | 61.9574 | 30.913 | 1.4054 | 3.4651 | 10157.3611 | 0.5983 | -339.9104
210 | C-CLW-TOU-CC-FP-WC-R100 | 25 | 1.9 | 397.7243 | 0.26959 | 0.43014 | 0.42438 | 0.26694 | 0.78326 | 186.2 | 70.65 | 1048.625 | 273.975 | 5.9432 | 7822.2516 | 313.6529 | 649.3541 | 16.3114 | 61.582 | 31.0102 | 1.4296 | 3.4719 | 10162.4974 | 0.60856 | -290.7337
211 | C-CLW-TOU-CC-ET-WC-R60 | 10 | 0.25 | 692.802 | 0.4696 | 0.452 | 0.13698 | 0.045413 | 0.62943 | 223.85 | 30.65 | 1048.625 | 194 | 7.0159 | 12569.5828 | 352.8795 | 729.3128 | 18.0053 | 77.3329 | 32.5232 | 1.2042 | 3.472 | 11734.2928 | 0.47782 | -2953.3406
212 | C-CLW-TOU-CC-ET-WC-R60 | 10 | 0.5 | 727.6926 | 0.49325 | 0.45248 | 0.13959 | 0.056389 | 0.68524 | 223.55 | 30.825 | 1048.625 | 141.425 | 6.9948 | 12270.1827 | 356.9097 | 729.377 | 17.9404 | 76.024 | 32.3162 | 1.2196 | 3.4715 | 11777.9727 | 0.50144 | -2805.2478
213 | C-CLW-TOU-CC-ET-WC-R60 | 10 | 0.75 | 740.1458 | 0.50169 | 0.45296 | 0.14331 | 0.059662 | 0.70002 | 222.475 | 30.425 | 1048.625 | 119.55 | 6.9795 | 12176.9454 | 358.4106 | 729.3866 | 17.9456 | 75.5541 | 32.2422 | 1.223 | 3.4754 | 11792.9917 | 0.50766 | -2757.7327
214 | C-CLW-TOU-CC-ET-WC-R60 | 14 | 0.35 | 616.6924 | 0.41801 | 0.45134 | 0.28305 | 0.10046 | 0.69413 | 219.575 | 57.275 | 1048.625 | 366.175 | 6.9687 | 11314.3884 | 340.1182 | 729.229 | 17.8197 | 73.3744 | 33.7163 | 1.2606 | 3.4833 | 11797.447 | 0.5383 | -2445.6494
215 | C-CLW-TOU-CC-ET-WC-R60 | 14 | 0.7 | 648.1029 | 0.4393 | 0.45055 | 0.3025 | 0.11654 | 0.72769 | 218 | 58.55 | 1048.625 | 309.375 | 6.9413 | 10995.5053 | 343.617 | 729.238 | 17.7561 | 72.2927 | 33.5385 | 1.279 | 3.4857 | 11841.3658 | 0.55333 | -2321.7979
216 | C-CLW-TOU-CC-ET-WC-R60 | 14 | 1.05 | 661.0435 | 0.44807 | 0.45037 | 0.31817 | 0.12621 | 0.73284 | 217.95 | 61.4 | 1048.625 | 286.875 | 6.9602 | 10835.8921 | 345.1982 | 729.2533 | 17.6795 | 71.7135 | 33.4296 | 1.2883 | 3.4847 | 11850.1764 | 0.56075 | -2303.9632
217 | C-CLW-TOU-CC-ET-WC-R60 | 17.5 | 0.45 | 557.8382 | 0.37812 | 0.44961 | 0.37872 | 0.14622 | 0.72599 | 216.9 | 75.375 | 1048.625 | 515.9 | 6.9639 | 10453.7176 | 330.3235 | 729.0886 | 18.0302 | 71.6786 | 34.6457 | 1.3056 | 3.4906 | 11831.654 | 0.57017 | -2169.3436
218 | C-CLW-TOU-CC-ET-WC-R60 | 17.5 | 0.9 | 585.3006 | 0.39673 | 0.45029 | 0.40938 | 0.16693 | 0.74972 | 215.25 | 79.3 | 1048.625 | 459.475 | 6.9186 | 10072.5465 | 332.9913 | 729.1729 | 18.0175 | 70.6219 | 34.4954 | 1.3296 | 3.4894 | 11864.5604 | 0.58316 | -2056.847
219 | C-CLW-TOU-CC-ET-WC-R60 | 17.5 | 1.3 | 599.4169 | 0.4063 | 0.44967 | 0.43478 | 0.17984 | 0.754 | 214.725 | 84.425 | 1048.625 | 428.05 | 6.9441 | 9855.8079 | 334.3921 | 729.1994 | 17.9873 | 70.0484 | 34.3966 | 1.3447 | 3.4955 | 11869.9793 | 0.59187 | -2037.2118
220 | C-CLW-TOU-CC-ET-WC-R60 | 21.5 | 0.55 | 497.6371 | 0.33731 | 0.44897 | 0.44182 | 0.19296 | 0.75059 | 215.275 | 87.3 | 1048.625 | 678.1 | 6.949 | 9731.9888 | 320.58 | 729.0541 | 18.3841 | 70.9787 | 35.5823 | 1.3487 | 3.4915 | 11855.3674 | 0.59054 | -1927.3364
221 | C-CLW-TOU-CC-ET-WC-R60 | 21.5 | 1.1 | 527.5373 | 0.35758 | 0.44632 | 0.50207 | 0.22233 | 0.77036 | 213.725 | 98.2 | 1048.625 | 612 | 6.9536 | 9188.9124 | 323.6057 | 728.9988 | 18.3378 | 69.5395 | 35.3748 | 1.3827 | 3.4956 | 11880.2963 | 0.60975 | -1844.516
222 | C-CLW-TOU-CC-ET-WC-R60 | 21.5 | 1.6 | 541.415 | 0.36699 | 0.4457 | 0.53118 | 0.237 | 0.77436 | 212.425 | 104 | 1048.625 | 574.725 | 6.9404 | 8938.8362 | 324.9927 | 728.9344 | 18.3628 | 68.8756 | 35.2664 | 1.3987 | 3.4982 | 11885.8113 | 0.61681 | -1803.3228
223 | C-CLW-TOU-CC-ET-WC-R60 | 25 | 0.65 | 455.3163 | 0.30863 | 0.44706 | 0.47446 | 0.23498 | 0.76783 | 213.95 | 93.425 | 1048.625 | 798 | 6.9478 | 9208.0469 | 313.3189 | 728.9023 | 18.6581 | 71.1129 | 36.3057 | 1.3891 | 3.495 | 11869.713 | 0.6042 | -1758.5101
224 | C-CLW-TOU-CC-ET-WC-R60 | 25 | 1.25 | 482.4835 | 0.32704 | 0.44644 | 0.54312 | 0.2667 | 0.78568 | 211.975 | 106.1 | 1048.625 | 737.425 | 6.9228 | 8606.3662 | 315.9656 | 728.9095 | 18.7278 | 69.4883 | 36.1164 | 1.4259 | 3.4999 | 11890.8877 | 0.6228 | -1677.5597
225 | C-CLW-TOU-CC-ET-WC-R60 | 25 | 1.9 | 498.1322 | 0.33765 | 0.4441 | 0.58681 | 0.28287 | 0.79262 | 211 | 113.725 | 1048.625 | 692.725 | 6.9432 | 8277.2895 | 318.0076 | 728.9397 | 18.7395 | 68.4438 | 35.9442 | 1.4438 | 3.5017 | 11897.5278 | 0.63218 | -1629.8487
226 | C-CLW-TOU-CC-FP-WC-R60 | 10 | 0.25 | 587.972 | 0.39854 | 0.45263 | 0.080832 | 0.030856 | 0.58405 | 225.675 | 21.1 | 1048.625 | 77.45 | 7.0125 | 13059.0189 | 352.5473 | 729.3979 | 18.3104 | 79.4238 | 32.4521 | 1.19 | 3.4617 | 11699.0948 | 0.4708 | -3568.4361
227 | C-CLW-TOU-CC-FP-WC-R60 | 10 | 0.5 | 617.8423 | 0.41879 | 0.45314 | 0.065292 | 0.043169 | 0.65216 | 225.775 | 17.675 | 1048.625 | 46.65 | 7.0104 | 12783.4434 | 353.3585 | 729.3914 | 18.4369 | 77.9924 | 32.471 | 1.2044 | 3.4681 | 11729.8732 | 0.4981 | -3376.5007
228 | C-CLW-TOU-CC-FP-WC-R60 | 10 | 0.75 | 628.1334 | 0.42577 | 0.4529 | 0.059658 | 0.04763 | 0.67389 | 225.975 | 16.1 | 1048.625 | 33.275 | 7.0248 | 12693.574 | 353.2143 | 729.4338 | 18.4764 | 77.6912 | 32.5045 | 1.2118 | 3.4671 | 11739.5607 | 0.50601 | -3308.7913
229 | C-CLW-TOU-CC-FP-WC-R60 | 14 | 0.35 | 514.6992 | 0.34888 | 0.45134 | 0.173 | 0.074451 | 0.65956 | 223.125 | 37.425 | 1048.625 | 150.675 | 6.9974 | 12089.5375 | 345.3551 | 729.3008 | 17.8421 | 75.3286 | 33.1722 | 1.2322 | 3.4742 | 11755.1358 | 0.5301 | -3106.5826
230 | C-CLW-TOU-CC-FP-WC-R60 | 14 | 0.7 | 542.9438 | 0.36802 | 0.4518 | 0.17366 | 0.095439 | 0.70548 | 222.05 | 35.975 | 1048.625 | 103.85 | 7.0083 | 11757.6421 | 345.3817 | 729.2514 | 17.9105 | 74.227 | 33.2636 | 1.2557 | 3.48 | 11790.5882 | 0.55117 | -2965.0897
231 | C-CLW-TOU-CC-FP-WC-R60 | 14 | 1.05 | 554.0688 | 0.37556 | 0.45252 | 0.17743 | 0.10468 | 0.72015 | 221.675 | 36.75 | 1048.625 | 83.025 | 6.979 | 11604.3406 | 345.1531 | 729.2869 | 17.9046 | 73.7382 | 33.3044 | 1.2663 | 3.474 | 11802.9116 | 0.55969 | -2925.2178
232 | C-CLW-TOU-CC-FP-WC-R60 | 17.5 | 0.45 | 464.2948 | 0.31471 | 0.4514 | 0.23991 | 0.11132 | 0.69891 | 221.225 | 50.7 | 1048.625 | 216.75 | 6.9896 | 11381.6412 | 339.3377 | 729.2256 | 17.7658 | 73.3732 | 33.7612 | 1.2694 | 3.4769 | 11792.8279 | 0.56213 | -2847.9787
233 | C-CLW-TOU-CC-FP-WC-R60 | 17.5 | 0.9 | 490.1654 | 0.33225 | 0.45085 | 0.25201 | 0.13726 | 0.73388 | 220.175 | 51.15 | 1048.625 | 161.3 | 6.9818 | 11008.7759 | 339.2236 | 729.2231 | 17.777 | 72.3748 | 33.858 | 1.2953 | 3.4833 | 11824.6767 | 0.58113 | -2730.2964
234 | C-CLW-TOU-CC-FP-WC-R60 | 17.5 | 1.3 | 500.9086 | 0.33953 | 0.4507 | 0.26322 | 0.14909 | 0.74257 | 219.6 | 52.275 | 1048.625 | 135.725 | 6.9844 | 10836.6494 | 338.1922 | 729.2223 | 17.787 | 72.1458 | 33.9668 | 1.3114 | 3.482 | 11834.4035 | 0.58939 | -2706.0611
235 | C-CLW-TOU-CC-FP-WC-R60 | 21.5 | 0.55 | 414.3301 | 0.28084 | 0.45021 | 0.29038 | 0.14834 | 0.72698 | 219.375 | 59.4 | 1048.625 | 295.775 | 6.9847 | 10788.5794 | 334.1583 | 729.1231 | 17.813 | 72.1493 | 34.2671 | 1.3031 | 3.4827 | 11817.3555 | 0.58398 | -2632.1629
236 | C-CLW-TOU-CC-FP-WC-R60 | 21.5 | 1.1 | 440.1034 | 0.29831 | 0.45146 | 0.3189 | 0.18259 | 0.75319 | 217.475 | 62.15 | 1048.625 | 230.85 | 6.9489 | 10300.5442 | 332.7886 | 729.1529 | 17.8858 | 71.2153 | 34.4784 | 1.3394 | 3.4874 | 11851.9352 | 0.60441 | -2549.3971
237 | C-CLW-TOU-CC-FP-WC-R60 | 21.5 | 1.6 | 450.4347 | 0.30532 | 0.45097 | 0.33168 | 0.19786 | 0.7593 | 217.15 | 63.925 | 1048.625 | 200.675 | 6.9337 | 10106.1758 | 331.7455 | 729.176 | 17.8836 | 70.8985 | 34.5875 | 1.3531 | 3.4864 | 11859.7864 | 0.61179 | -2521.7082
238 | C-CLW-TOU-CC-FP-WC-R60 | 25 | 0.65 | 378.3286 | 0.25644 | 0.45061 | 0.31394 | 0.17806 | 0.74687 | 218.325 | 63.925 | 1048.625 | 356.725 | 6.9656 | 10381.1179 | 330.2704 | 729.1879 | 17.9311 | 71.7138 | 34.6574 | 1.332 | 3.4841 | 11837.6377 | 0.59508 | -2464.2186
239 | C-CLW-TOU-CC-FP-WC-R60 | 25 | 1.25 | 402.3246 | 0.27271 | 0.45077 | 0.35878 | 0.21494 | 0.76694 | 216.525 | 70.475 | 1048.625 | 287.4 | 6.9471 | 9833.5643 | 328.5535 | 729.1098 | 17.9642 | 70.6448 | 34.8897 | 1.3674 | 3.4912 | 11866.1351 | 0.6175 | -2414.3358
240 | C-CLW-TOU-CC-FP-WC-R60 | 25 | 1.9 | 414.8214 | 0.28118 | 0.45005 | 0.37967 | 0.23543 | 0.77387 | 216.25 | 73.575 | 1048.625 | 249 | 6.9608 | 9565.3372 | 327.8065 | 729.1156 | 17.9708 | 70.3698 | 34.9839 | 1.391 | 3.4952 | 11874.921 | 0.62671 | -2377.2633
241 | C-CLW-TOU-FC-ET-WC-OFF | 8.5 | 0.2 | 643.7326 | 0.43634 | 0.38591 | 0.15714 | 0.085101 | 1 | 427.825 | 63.5 | 1821 | 112.35 | 13.7931 | 8309.0785 | 382.1877 | 1020.464 | 12.6721 | 55.4817 | 12.9839 | 1.0902 | 3.433 | 1992.5971 | 0.25198 | 4092.9343
242 | C-CLW-TOU-FC-ET-WC-OFF | 8.5 | 0.45 | 657.7364 | 0.44583 | 0.38562 | 0.15568 | 0.13777 | 1 | 429 | 65.25 | 1821 | 78.65 | 13.8067 | 8215.0768 | 381.1306 | 1020.4376 | 12.7465 | 54.5192 | 13.0137 | 1.1171 | 3.4304 | 1992.5971 | 0.26337 | 4118.3061
243 | C-CLW-TOU-FC-ET-WC-OFF | 8.5 | 0.65 | 663.4135 | 0.44968 | 0.38647 | 0.15547 | 0.15488 | 1 | 428.675 | 65.2 | 1821 | 63.5 | 13.7787 | 8168.0316 | 381.0918 | 1020.5789 | 12.7742 | 54.0469 | 13.0148 | 1.1237 | 3.4297 | 1992.5971 | 0.26641 | 4136.7162
244 | C-CLW-TOU-FC-ET-WC-OFF | 12 | 0.3 | 596.544 | 0.40435 | 0.38319 | 0.29292 | 0.23281 | 1 | 423.8 | 115.075 | 1821 | 202.9 | 13.7896 | 7007.61 | 371.3929 | 1020.0589 | 12.3925 | 51.8896 | 13.36 | 1.1851 | 3.4341 | 1992.5971 | 0.38187 | 4424.9096
245 | C-CLW-TOU-FC-ET-WC-OFF | 12 | 0.6 | 612.3784 | 0.41509 | 0.38232 | 0.30428 | 0.28571 | 1 | 423.225 | 119.725 | 1821 | 165.825 | 13.7664 | 6819.6565 | 370.2026 | 1020.2252 | 12.3992 | 51.7785 | 13.3928 | 1.2213 | 3.4291 | 1992.5971 | 0.39865 | 4419.0722
246 | C-CLW-TOU-FC-ET-WC-OFF | 12 | 0.9 | 623.6777 | 0.42275 | 0.38264 | 0.31405 | 0.31442 | 1 | 423.925 | 125.775 | 1821 | 138.45 | 13.7884 | 6688.6816 | 369.6741 | 1020.1431 | 12.4171 | 51.7503 | 13.4219 | 1.2469 | 3.4336 | 1992.5971 | 0.40932 | 4420.7166
247 | C-CLW-TOU-FC-ET-WC-OFF | 15 | 0.4 | 557.8192 | 0.3781 | 0.37882 | 0.39706 | 0.33698 | 1 | 421.575 | 155.7 | 1821 | 282.85 | 13.8438 | 6046.7431 | 363.3945 | 1019.7894 | 12.3047 | 51.003 | 13.6537 | 1.2621 | 3.435 | 1992.5971 | 0.45218 | 4583.7982
248 | C-CLW-TOU-FC-ET-WC-OFF | 15 | 0.75 | 578.6814 | 0.39225 | 0.37884 | 0.42229 | 0.4031 | 1 | 420.2 | 166.65 | 1821 | 235.125 | 13.8115 | 5718.0897 | 361.8651 | 1019.7275 | 12.3199 | 51.2176 | 13.7132 | 1.3196 | 3.436 | 1992.5971 | 0.47391 | 4566.5993
249 | C-CLW-TOU-FC-ET-WC-OFF | 15 | 1.15 | 589.0925 | 0.3993 | 0.37848 | 0.43187 | 0.41885 | 1 | 421.45 | 172.6 | 1821 | 209.45 | 13.8447 | 5614.708 | 363.1209 | 1019.8154 | 12.2784 | 51.1213 | 13.6638 | 1.3309 | 3.4348 | 1992.5971 | 0.47784 | 4614.0381
250 | C-CLW-TOU-FC-ET-WC-OFF | 18.5 | 0.45 | 504.2565 | 0.3418 | 0.37608 | 0.47581 | 0.42359 | 1 | 419.7 | 188.475 | 1821 | 406.825 | 13.8772 | 5287.1876 | 353.8498 | 1019.385 | 12.4013 | 51.3981 | 14.0225 | 1.3365 | 3.4368 | 1992.5971 | 0.49318 | 4728.0395
251 | C-CLW-TOU-FC-ET-WC-OFF | 18.5 | 0.95 | 537.6097 | 0.36441 | 0.37436 | 0.52857 | 0.50407 | 1 | 418.25 | 209.85 | 1821 | 327.925 | 13.8933 | 4727.146 | 355.0491 | 1019.2855 | 12.2978 | 51.1879 | 13.9748 | 1.4046 | 3.437 | 1992.5971 | 0.52249 | 4749.1693
252 | C-CLW-TOU-FC-ET-WC-OFF | 18.5 | 1.4 | 550.3162 | 0.37302 | 0.37403 | 0.54792 | 0.52773 | 1 | 418.125 | 218.625 | 1821 | 298.875 | 13.8868 | 4527.9518 | 355.9724 | 1019.4315 | 12.2539 | 51.0005 | 13.9345 | 1.4268 | 3.4348 | 1992.5971 | 0.5303 | 4781.911
253 | C-CLW-TOU-FC-ET-WC-OFF | 21.5 | 0.55 | 467.5648 | 0.31693 | 0.37484 | 0.52904 | 0.50926 | 1 | 418.725 | 210.875 | 1821 | 498.225 | 13.8936 | 4707.8295 | 347.0304 | 1019.3344 | 12.4922 | 52.4714 | 14.2964 | 1.4019 | 3.4363 | 1992.5971 | 0.51774 | 4848.0181
254 | C-CLW-TOU-FC-ET-WC-OFF | 21.5 | 1.1 | 501.8773 | 0.34019 | 0.37368 | 0.59688 | 0.58185 | 1 | 416.5 | 239.2 | 1821 | 413.9 | 13.8791 | 4035.3727 | 349.154 | 1019.306 | 12.3755 | 51.7068 | 14.2084 | 1.4749 | 3.436 | 1992.5971 | 0.54684 | 4889.7443
255 | C-CLW-TOU-FC-ET-WC-OFF | 21.5 | 1.6 | 514.8009 | 0.34895 | 0.37091 | 0.61619 | 0.60719 | 1 | 416.475 | 246.425 | 1821 | 382.4 | 13.9315 | 3854.0052 | 350.3016 | 1019.1999 | 12.3147 | 51.8602 | 14.1611 | 1.5014 | 3.4361 | 1992.5971 | 0.55481 | 4927.454
256 | C-CLW-TOU-FC-FP-WC-OFF | 8.5 | 0.2 | 532.6069 | 0.36101 | 0.38753 | 0.11286 | 0.055423 | 1 | 428.925 | 48.475 | 1821 | 47.375 | 13.7586 | 8676.9832 | 367.7283 | 1020.566 | 12.9439 | 57.3244 | 13.4903 | 1.069 | 3.4308 | 1992.5971 | 0.21534 | 3552.2996
257 | C-CLW-TOU-FC-FP-WC-OFF | 8.5 | 0.45 | 527.6566 | 0.35766 | 0.38788 | 0.098698 | 0.10225 | 1 | 430.3 | 44.925 | 1821 | 29.75 | 13.7759 | 8689.364 | 359.2342 | 1020.5334 | 13.2161 | 56.9215 | 13.8135 | 1.0937 | 3.4327 | 1992.5971 | 0.21391 | 3525.6804
258 | C-CLW-TOU-FC-FP-WC-OFF | 8.5 | 0.65 | 528.2145 | 0.35804 | 0.38764 | 0.094333 | 0.12333 | 1 | 430.75 | 44.575 | 1821 | 20.225 | 13.7691 | 8677.9153 | 356.705 | 1020.5276 | 13.3065 | 56.7091 | 13.9028 | 1.1072 | 3.4292 | 1992.5971 | 0.21553 | 3522.142
259 | C-CLW-TOU-FC-FP-WC-OFF | 12 | 0.3 | 467.2944 | 0.31674 | 0.38465 | 0.20007 | 0.16233 | 1 | 427.5 | 82.25 | 1821 | 106.85 | 13.7998 | 7841.6913 | 353.7419 | 1020.2376 | 12.7551 | 54.6207 | 14.0235 | 1.1342 | 3.4321 | 1992.5971 | 0.33299 | 3740.303
260 | C-CLW-TOU-FC-FP-WC-OFF | 12 | 0.6 | 478.2446 | 0.32417 | 0.38553 | 0.20163 | 0.23764 | 1 | 427.05 | 83.65 | 1821 | 71.675 | 13.7685 | 7665.7974 | 347.9326 | 1020.305 | 12.9137 | 54.4793 | 14.2581 | 1.1764 | 3.432 | 1992.5971 | 0.353 | 3713.0714
261 | C-CLW-TOU-FC-FP-WC-OFF | 12 | 0.9 | 482.6057 | 0.32712 | 0.38588 | 0.20097 | 0.2646 | 1 | 427.7 | 84.35 | 1821 | 55.525 | 13.7889 | 7613.8888 | 345.7877 | 1020.333 | 12.9973 | 54.6578 | 14.3496 | 1.1972 | 3.4331 | 1992.5971 | 0.35808 | 3717.5579
262 | C-CLW-TOU-FC-FP-WC-OFF | 15 | 0.4 | 428.9873 | 0.29078 | 0.38265 | 0.27037 | 0.25477 | 1 | 426.25 | 109.125 | 1821 | 150.45 | 13.8335 | 7144.5167 | 345.5696 | 1020.0688 | 12.6979 | 53.8975 | 14.3552 | 1.1943 | 3.4327 | 1992.5971 | 0.40481 | 3829.924
263 | C-CLW-TOU-FC-FP-WC-OFF | 15 | 0.75 | 444.0451 | 0.30099 | 0.38305 | 0.28226 | 0.32139 | 1 | 424.7 | 114.25 | 1821 | 108.375 | 13.7895 | 6914.362 | 341.0278 | 1020.0848 | 12.8157 | 54.3655 | 14.5474 | 1.2407 | 3.4331 | 1992.5971 | 0.42455 | 3832.8797
264 | C-CLW-TOU-FC-FP-WC-OFF | 15 | 1.15 | 452.6811 | 0.30684 | 0.38345 | 0.28684 | 0.36462 | 1 | 424.575 | 116.35 | 1821 | 89.225 | 13.7803 | 6784.1656 | 338.6157 | 1020.1938 | 12.8915 | 54.7624 | 14.6465 | 1.2742 | 3.4309 | 1992.5971 | 0.43386 | 3844.2259
265 | C-CLW-TOU-FC-FP-WC-OFF | 12.46 | 0.93431 | 495.8593 | 0.33611 | 0.38412 | 0.24119 | 0.29769 | 1 | 426.925 | 98.85 | 1821 | 61.025 | 13.7903 | 7264.3575 | 347.9718 | 1020.2445 | 12.7917 | 53.7213 | 14.2584 | 1.2205 | 3.433 | 1992.5971 | 0.39774 | 3720.9973
266 | C-CLW-TOU-FC-FP-WC-OFF | 18.5 | 0.95 | 409.5085 | 0.27758 | 0.38155 | 0.35666 | 0.42001 | 1 | 422.15 | 142.85 | 1821 | 158.025 | 13.7875 | 6161.0482 | 334.1424 | 1019.9504 | 12.8358 | 55.0543 | 14.8473 | 1.3182 | 3.4337 | 1992.5971 | 0.47675 | 3964.0827
267 | C-CLW-TOU-FC-FP-WC-OFF | 18.5 | 1.4 | 419.4824 | 0.28434 | 0.37947 | 0.36604 | 0.45711 | 1 | 423.175 | 146.925 | 1821 | 133.15 | 13.8405 | 6041.2736 | 332.2582 | 1019.8602 | 12.8618 | 55.8913 | 14.9319 | 1.3499 | 3.4342 | 1992.5971 | 0.48637 | 3985.9897
268 | C-CLW-TOU-FC-FP-WC-OFF | 21.5 | 0.55 | 355.4439 | 0.24093 | 0.38087 | 0.36409 | 0.38803 | 1 | 423.425 | 147.425 | 1821 | 268.5 | 13.8196 | 6176.9376 | 332.4626 | 1019.8261 | 12.8324 | 55.026 | 14.9246 | 1.2909 | 3.4351 | 1992.5971 | 0.4726 | 4030.3768
269 | C-CLW-TOU-FC-FP-WC-OFF | 21.5 | 1.1 | 382.4054 | 0.2592 | 0.37928 | 0.40638 | 0.4885 | 1 | 421.825 | 163.2 | 1821 | 203.825 | 13.816 | 5662.4523 | 329.4635 | 1019.8145 | 12.8495 | 56.1692 | 15.0526 | 1.3726 | 3.4321 | 1992.5971 | 0.50501 | 4069.6573
270 | C-CLW-TOU-FC-FP-WC-OFF | 21.5 | 1.6 | 390.8321 | 0.26492 | 0.37926 | 0.41578 | 0.52347 | 1 | 419.9 | 165.05 | 1821 | 176.275 | 13.7974 | 5519.9053 | 327.0239 | 1019.8763 | 12.9315 | 57.0622 | 15.1658 | 1.4068 | 3.4322 | 1992.5971 | 0.51122 | 4107.1737
271 | C-CLW-TOU-FC-ET-WC-R100 | 8.5 | 0.2 | 700.1085 | 0.47455 | 0.36433 | 0.10538 | 0.037218 | 0.6244 | 218.65 | 25.025 | 1166.025 | 168.475 | 6.2573 | 9911.5607 | 348.9971 | 597.0701 | 12.7559 | 61.9098 | 23.6868 | 1.2087 | 3.4814 | 8400.4378 | 0.40031 | 644.983
272 | C-CLW-TOU-FC-ET-WC-R100 | 8.5 | 0.45 | 737.1595 | 0.49967 | 0.36247 | 0.11502 | 0.050807 | 0.68902 | 219.45 | 26.475 | 1166.025 | 118.05 | 6.2921 | 9643.6109 | 353.1613 | 597.0794 | 12.5996 | 60.7784 | 23.5021 | 1.2265 | 3.4855 | 8420.0391 | 0.43003 | 811.2727
273 | C-CLW-TOU-FC-ET-WC-R100 | 8.5 | 0.65 | 748.8389 | 0.50758 | 0.36425 | 0.12087 | 0.054765 | 0.69958 | 217.775 | 26.875 | 1166.025 | 98.6 | 6.2314 | 9550.1784 | 354.1934 | 597.0821 | 12.6171 | 60.3407 | 23.452 | 1.2312 | 3.4826 | 8424.4378 | 0.43517 | 860.9632
274 | C-CLW-TOU-FC-ET-WC-R100 | 12 | 0.3 | 625.6349 | 0.42407 | 0.35875 | 0.24401 | 0.1035 | 0.6982 | 216.75 | 50.25 | 1166.025 | 331.05 | 6.2901 | 8850.3165 | 335.4115 | 596.9301 | 12.445 | 58.7013 | 24.559 | 1.2725 | 3.4857 | 8427.0301 | 0.47076 | 1232.673
275 | C-CLW-TOU-FC-ET-WC-R100 | 12 | 0.6 | 656.3325 | 0.44488 | 0.35746 | 0.27309 | 0.12243 | 0.72756 | 216.1 | 54.1 | 1166.025 | 278.875 | 6.2948 | 8563.7172 | 338.6806 | 596.9145 | 12.3431 | 57.7946 | 24.401 | 1.2934 | 3.49 | 8441.7849 | 0.48941 | 1350.7603
276 | C-CLW-TOU-FC-ET-WC-R100 | 12 | 0.9 | 669.3012 | 0.45367 | 0.35808 | 0.28965 | 0.13341 | 0.73357 | 214.85 | 57.075 | 1166.025 | 261.575 | 6.256 | 8411.5889 | 339.6057 | 596.8578 | 12.3262 | 57.3023 | 24.344 | 1.3045 | 3.4864 | 8442.9328 | 0.49757 | 1380.7845
277 | C-CLW-TOU-FC-ET-WC-R100 | 15 | 0.4 | 569.1179 | 0.38576 | 0.35639 | 0.34374 | 0.15677 | 0.73115 | 213.625 | 67.775 | 1166.025 | 469.2 | 6.2657 | 8085.3933 | 324.8521 | 596.8237 | 12.5414 | 57.2645 | 25.2572 | 1.3223 | 3.4867 | 8440.2489 | 0.50822 | 1539.2341
278 | C-CLW-TOU-FC-ET-WC-R100 | 15 | 0.75 | 595.4061 | 0.40358 | 0.3539 | 0.38021 | 0.18083 | 0.75141 | 213.2 | 73.75 | 1166.025 | 422.75 | 6.3008 | 7768.1515 | 326.8717 | 596.7647 | 12.4586 | 56.5876 | 25.1479 | 1.3507 | 3.4884 | 8447.8708 | 0.52546 | 1630.3411
279 | C-CLW-TOU-FC-ET-WC-R100 | 15 | 1.15 | 612.3672 | 0.41508 | 0.35226 | 0.41069 | 0.19693 | 0.75643 | 212.475 | 78.825 | 1166.025 | 389.55 | 6.2964 | 7552.7282 | 328.9526 | 596.7201 | 12.3907 | 55.8813 | 25.0214 | 1.3641 | 3.488 | 8450.6648 | 0.53659 | 1660.7032
280 | C-CLW-TOU-FC-ET-WC-R100 | 18.5 | 0.45 | 506.052 | 0.34302 | 0.35271 | 0.4169 | 0.21034 | 0.751 | 213.425 | 83.225 | 1166.025 | 635.85 | 6.3204 | 7466.9464 | 313.7416 | 596.6255 | 12.7097 | 56.9612 | 26.0141 | 1.3715 | 3.493 | 8444.8384 | 0.53499 | 1747.1561
281 | C-CLW-TOU-FC-ET-WC-R100 | 18.5 | 0.95 | 539.0825 | 0.3654 | 0.35063 | 0.48053 | 0.2466 | 0.77516 | 211.05 | 92.925 | 1166.025 | 570.25 | 6.2977 | 6951.5013 | 316.1076 | 596.6288 | 12.6983 | 55.7468 | 25.8726 | 1.4138 | 3.4898 | 8453.6774 | 0.55681 | 1875.2396
282 | C-CLW-TOU-FC-ET-WC-R100 | 18.5 | 1.4 | 553.534 | 0.3752 | 0.34917 | 0.51331 | 0.26186 | 0.78227 | 209.975 | 98.425 | 1166.025 | 538.625 | 6.2864 | 6719.6951 | 317.7187 | 596.6489 | 12.677 | 55.0024 | 25.7654 | 1.4286 | 3.4856 | 8455.9173 | 0.56633 | 1914.7775
283 | C-CLW-TOU-FC-ET-WC-R100 | 21.5 | 0.55 | 467.3753 | 0.3168 | 0.3503 | 0.4677 | 0.25835 | 0.77136 | 211.8 | 92.125 | 1166.025 | 747.6 | 6.317 | 6949.3333 | 306.3769 | 596.561 | 12.8758 | 56.8732 | 26.5412 | 1.4156 | 3.4887 | 8451.2724 | 0.55278 | 1940.4066
284 | C-CLW-TOU-FC-ET-WC-R100 | 21.5 | 1.1 | 497.0009 | 0.33688 | 0.34839 | 0.54255 | 0.29641 | 0.79433 | 209 | 103.925 | 1166.025 | 684 | 6.2929 | 6378.31 | 308.1539 | 596.608 | 12.9398 | 55.4637 | 26.4304 | 1.4631 | 3.4864 | 8457.8066 | 0.57576 | 2040.1762
285 | C-CLW-TOU-FC-ET-WC-R100 | 21.5 | 1.6 | 512.0555 | 0.34709 | 0.34798 | 0.58049 | 0.31709 | 0.80021 | 208.1 | 110.575 | 1166.025 | 646.775 | 6.282 | 6095.282 | 309.0447 | 596.7068 | 13.0026 | 54.863 | 26.3765 | 1.4909 | 3.4883 | 8460.0522 | 0.58546 | 2085.6455
286 | C-CLW-TOU-FC-FP-WC-R100 | 8.5 | 0.2 | 594.3917 | 0.40289 | 0.36487 | 0.058713 | 0.020935 | 0.58157 | 220.7 | 16.95 | 1166.025 | 65.225 | 6.2683 | 10297.9546 | 348.4288 | 597.0907 | 12.9776 | 63.7049 | 23.6919 | 1.1936 | 3.4847 | 8387.6484 | 0.39214 | 40.1827
287 | C-CLW-TOU-FC-FP-WC-R100 | 8.5 | 0.45 | 625.9376 | 0.42428 | 0.36525 | 0.044799 | 0.036972 | 0.6599 | 220.8 | 14.875 | 1166.025 | 36.85 | 6.2562 | 10040.1177 | 348.3684 | 597.1056 | 13.0156 | 62.4585 | 23.7288 | 1.2126 | 3.4813 | 8402.8125 | 0.42223 | 248.2587
288 | C-CLW-TOU-FC-FP-WC-R100 | 8.5 | 0.65 | 634.1025 | 0.42981 | 0.36521 | 0.044423 | 0.042596 | 0.67512 | 220.675 | 14.775 | 1166.025 | 27.875 | 6.2656 | 9970.0044 | 347.7367 | 597.1449 | 13.02 | 62.1816 | 23.7731 | 1.2197 | 3.4824 | 8405.5771 | 0.43069 | 283.0909
289 | C-CLW-TOU-FC-FP-WC-R100 | 12 | 0.3 | 521.7392 | 0.35365 | 0.3621 | 0.15051 | 0.075379 | 0.66499 | 218.95 | 34.075 | 1166.025 | 132.2 | 6.2845 | 9432.9929 | 339.5201 | 597.0308 | 12.5405 | 60.0987 | 24.2701 | 1.244 | 3.4821 | 8412.0845 | 0.46269 | 543.4957
290 | C-CLW-TOU-FC-FP-WC-R100 | 12 | 0.6 | 546.7323 | 0.37059 | 0.36175 | 0.15333 | 0.095889 | 0.71068 | 218.225 | 33.6 | 1166.025 | 96.55 | 6.2634 | 9186.6804 | 338.9357 | 597.0015 | 12.545 | 59.4738 | 24.3394 | 1.2681 | 3.484 | 8425.1913 | 0.48196 | 695.4144
291 | C-CLW-TOU-FC-FP-WC-R100 | 12 | 0.9 | 555.8187 | 0.37675 | 0.36312 | 0.15585 | 0.10818 | 0.72325 | 217.425 | 33.2 | 1166.025 | 78.15 | 6.2364 | 9062.9004 | 337.5399 | 597.0898 | 12.594 | 59.2191 | 24.4351 | 1.2823 | 3.4853 | 8428.9884 | 0.49132 | 721.7352
292 | C-CLW-TOU-FC-FP-WC-R100 | 15 | 0.4 | 473.2682 | 0.32079 | 0.35915 | 0.22451 | 0.11847 | 0.70715 | 217.075 | 47.3 | 1166.025 | 194.35 | 6.2914 | 8812.7788 | 332.7166 | 596.937 | 12.4069 | 58.5565 | 24.7183 | 1.2862 | 3.4837 | 8425.0995 | 0.50194 | 822.454
293 | C-CLW-TOU-FC-FP-WC-R100 | 15 | 0.75 | 494.4736 | 0.33517 | 0.35871 | 0.23259 | 0.14546 | 0.73677 | 216.475 | 47.2 | 1166.025 | 150.6 | 6.2759 | 8555.0803 | 331.6843 | 596.9405 | 12.4103 | 58.1142 | 24.814 | 1.3127 | 3.4865 | 8436.4442 | 0.51776 | 937.4773
294 | C-CLW-TOU-FC-FP-WC-R100 | 15 | 1.15 | 505.5082 | 0.34265 | 0.35941 | 0.24471 | 0.16144 | 0.74605 | 216.35 | 49.475 | 1166.025 | 123.8 | 6.2676 | 8388.5311 | 330.3329 | 597.0288 | 12.4205 | 57.8797 | 24.9118 | 1.3305 | 3.4879 | 8440.7596 | 0.52829 | 960.0649
295 | C-CLW-TOU-FC-FP-WC-R100 | 18.5 | 0.45 | 417.6758 | 0.28311 | 0.35927 | 0.27497 | 0.15592 | 0.72972 | 215.625 | 56.95 | 1166.025 | 279.45 | 6.2709 | 8344.1206 | 326.0028 | 596.8561 | 12.4586 | 57.7814 | 25.1639 | 1.3188 | 3.4879 | 8432.1817 | 0.52304 | 1029.8639
296 | C-CLW-TOU-FC-FP-WC-R100 | 18.5 | 0.95 | 445.0725 | 0.30168 | 0.3563 | 0.30888 | 0.1993 | 0.75618 | 214.5 | 60.775 | 1166.025 | 212.5 | 6.2728 | 7916.1308 | 323.7286 | 596.8986 | 12.4097 | 57.2973 | 25.3413 | 1.3624 | 3.4843 | 8445.3088 | 0.54798 | 1130.0124
297 | C-CLW-TOU-FC-FP-WC-R100 | 18.5 | 1.4 | 455.6891 | 0.30888 | 0.35624 | 0.32484 | 0.21804 | 0.76499 | 214.3 | 63.025 | 1166.025 | 186.05 | 6.2748 | 7726.2948 | 322.4331 | 596.8201 | 12.4156 | 57.1327 | 25.4382 | 1.3831 | 3.4879 | 8448.8986 | 0.55863 | 1151.1097
298 | C-CLW-TOU-FC-FP-WC-R100 | 21.5 | 0.55 | 383.6338 | 0.26004 | 0.3581 | 0.31115 | 0.19177 | 0.75022 | 214.725 | 63.525 | 1166.025 | 335.625 | 6.2554 | 7950.9591 | 321.2811 | 596.913 | 12.4854 | 57.3941 | 25.4904 | 1.3511 | 3.4838 | 8441.1569 | 0.53982 | 1190.5019
299 | C-CLW-TOU-FC-FP-WC-R100 | 21.5 | 1.1 | 408.259 | 0.27673 | 0.35515 | 0.35191 | 0.2381 | 0.7705 | 213.7 | 67.625 | 1166.025 | 268.65 | 6.277 | 7497.101 | 318.4085 | 596.8342 | 12.46 | 57.0526 | 25.7054 | 1.3973 | 3.4853 | 8450.1188 | 0.56385 | 1273.4061
300 | C-CLW-TOU-FC-FP-WC-R100 | 21.5 | 1.6 | 419.6416 | 0.28444 | 0.35424 | 0.38005 | 0.25619 | 0.78154 | 212.9 | 73.625 | 1166.025 | 237.15 | 6.2777 | 7259.874 | 317.6934 | 596.8207 | 12.4499 | 56.6642 | 25.7601 | 1.4187 | 3.4869 | 8452.1001 | 0.57639 | 1297.0177
301 | C-CLW-TOU-FC-ET-WC-R60 | 8.5 | 0.2 | 706.1884 | 0.47867 | 0.37542 | 0.089969 | 0.033342 | 0.60337 | 245.1 | 24.25 | 1166.025 | 159.975 | 7.0886 | 11312.0005 | 357.3641 | 652.5741 | 13.9369 | 69.5359 | 26.2907 | 1.1946 | 3.4951 | 9500.2004 | 0.41619 | -546.8609
302 | C-CLW-TOU-FC-ET-WC-R60 | 8.5 | 0.45 | 746.2623 | 0.50584 | 0.37613 | 0.092898 | 0.046281 | 0.67403 | 244.975 | 25.8 | 1166.025 | 102.75 | 7.0823 | 10994.9331 | 361.7616 | 652.7055 | 13.86 | 68.1007 | 26.0859 | 1.2129 | 3.4924 | 9529.0866 | 0.44676 | -354.7306
303 | C-CLW-TOU-FC-ET-WC-R60 | 8.5 | 0.65 | 756.6011 | 0.51284 | 0.37476 | 0.095181 | 0.04947 | 0.68625 | 244.55 | 24.525 | 1166.025 | 86.95 | 7.0761 | 10941.6516 | 363.0105 | 652.585 | 13.8149 | 67.7967 | 26.0253 | 1.2154 | 3.4927 | 9536.0218 | 0.45233 | -311.4554
304 | C-CLW-TOU-FC-ET-WC-R60 | 12 | 0.3 | 637.6891 | 0.43224 | 0.37127 | 0.2196 | 0.093657 | 0.68427 | 242.375 | 51.225 | 1166.025 | 309.025 | 7.0846 | 10164.9876 | 345.327 | 652.467 | 13.5374 | 65.6092 | 27.1616 | 1.2532 | 3.4945 | 9542.2388 | 0.48792 | 71.1932
305 | C-CLW-TOU-FC-ET-WC-R60 | 12 | 0.6 | 668.5896 | 0.45319 | 0.37176 | 0.23843 | 0.1108 | 0.71795 | 241 | 53.875 | 1166.025 | 255.35 | 7.056 | 9869.7997 | 348.4648 | 652.5203 | 13.4847 | 64.615 | 27.0182 | 1.2729 | 3.4944 | 9567.9026 | 0.5047 | 203.7693
306 | C-CLW-TOU-FC-ET-WC-R60 | 12 | 0.9 | 682.2688 | 0.46246 | 0.37002 | 0.25355 | 0.12113 | 0.72323 | 240.7 | 55.975 | 1166.025 | 233.125 | 7.0686 | 9737.4192 | 349.7928 | 652.5335 | 13.4071 | 64.2092 | 26.9398 | 1.2836 | 3.494 | 9571.4224 | 0.51362 | 224.8457
307 | C-CLW-TOU-FC-ET-WC-R60 | 15 | 0.4 | 584.654 | 0.39629 | 0.36808 | 0.32201 | 0.14252 | 0.72 | 240.025 | 71.75 | 1166.025 | 439.45 | 7.1112 | 9325.1657 | 335.6868 | 652.3482 | 13.5286 | 63.8576 | 27.867 | 1.302 | 3.4943 | 9563.9 | 0.52811 | 379.5135
308 | C-CLW-TOU-FC-ET-WC-R60 | 15 | 0.75 | 611.016 | 0.41416 | 0.36657 | 0.34908 | 0.16321 | 0.74071 | 238.825 | 76.125 | 1166.025 | 391.6 | 7.1035 | 9025.743 | 337.9614 | 652.3222 | 13.4707 | 63.1394 | 27.7547 | 1.3257 | 3.4958 | 9581.3565 | 0.54207 | 484.6537
309 | C-CLW-TOU-FC-ET-WC-R60 | 15 | 1.15 | 625.5749 | 0.42403 | 0.36609 | 0.3692 | 0.17782 | 0.74652 | 238.475 | 79.925 | 1166.025 | 361.875 | 7.0986 | 8829.8198 | 339.5309 | 652.3217 | 13.4179 | 62.5605 | 27.6538 | 1.3392 | 3.4959 | 9583.9819 | 0.55125 | 514.2693
310 | C-CLW-TOU-FC-ET-WC-R60 | 18.5 | 0.45 | 520.8537 | 0.35305 | 0.36613 | 0.39098 | 0.19048 | 0.73987 | 238.3 | 87.275 | 1166.025 | 603.675 | 7.0988 | 8670.0082 | 324.8826 | 652.1941 | 13.7202 | 63.2534 | 28.6631 | 1.3448 | 3.4948 | 9573.9684 | 0.55203 | 609.9682
311 | C-CLW-TOU-FC-ET-WC-R60 | 18.5 | 0.95 | 554.3162 | 0.37573 | 0.36336 | 0.44685 | 0.22274 | 0.76416 | 237.15 | 97.825 | 1166.025 | 535.725 | 7.1303 | 8164.5938 | 328.0065 | 652.1787 | 13.6393 | 62.008 | 28.4774 | 1.3814 | 3.4981 | 9588.9262 | 0.57314 | 732.1452
312 | C-CLW-TOU-FC-ET-WC-R60 | 18.5 | 1.4 | 569.1513 | 0.38579 | 0.36191 | 0.47664 | 0.23706 | 0.76929 | 236.25 | 102.575 | 1166.025 | 502.725 | 7.1273 | 7935.0906 | 329.7196 | 652.1566 | 13.6058 | 61.3158 | 28.3638 | 1.3956 | 3.4992 | 9592.3776 | 0.58212 | 767.4067
313 | C-CLW-TOU-FC-ET-WC-R60 | 21.5 | 0.55 | 481.8397 | 0.3266 | 0.36355 | 0.43819 | 0.23649 | 0.75957 | 238.05 | 98.225 | 1166.025 | 714.05 | 7.1458 | 8128.5049 | 317.7154 | 652.0162 | 13.8597 | 63.234 | 29.23 | 1.3893 | 3.4999 | 9584.0386 | 0.57019 | 798.0234
314 | C-CLW-TOU-FC-ET-WC-R60 | 21.5 | 1.1 | 512.6879 | 0.34751 | 0.35963 | 0.50832 | 0.27032 | 0.78104 | 235.7 | 110.7 | 1166.025 | 648.475 | 7.1387 | 7556.4198 | 320.5046 | 652.0013 | 13.8109 | 61.6758 | 29.0434 | 1.4275 | 3.497 | 9594.9296 | 0.59282 | 890.9193
315 | C-CLW-TOU-FC-ET-WC-R60 | 21.5 | 1.6 | 526.1282 | 0.35662 | 0.3605 | 0.53658 | 0.28431 | 0.78882 | 234.1 | 115.275 | 1166.025 | 615.85 | 7.0999 | 7310.8069 | 321.7801 | 652.1208 | 13.8634 | 60.9528 | 28.9574 | 1.4438 | 3.4958 | 9598.8068 | 0.59874 | 962.6155
316 | C-CLW-TOU-FC-FP-WC-R60 | 8.5 | 0.2 | 602.1459 | 0.40815 | 0.37687 | 0.046678 | 0.019012 | 0.5618 | 246.3 | 16.475 | 1166.025 | 63.675 | 7.0756 | 11696.9334 | 356.2518 | 652.6666 | 14.2408 | 71.4512 | 26.3218 | 1.1814 | 3.4938 | 9484.357 | 0.40641 | -1122.8235
317 | C-CLW-TOU-FC-FP-WC-R60 | 8.5 | 0.45 | 638.2522 | 0.43262 | 0.37788 | 0.038172 | 0.035464 | 0.6401 | 246.4 | 14.85 | 1166.025 | 32.2 | 7.0751 | 11375.1862 | 356.6993 | 652.733 | 14.257 | 69.6949 | 26.3348 | 1.201 | 3.4895 | 9503.3743 | 0.44327 | -919.2789
318 | C-CLW-TOU-FC-FP-WC-R60 | 8.5 | 0.65 | 644.6453 | 0.43696 | 0.37758 | 0.027049 | 0.041563 | 0.6582 | 245.925 | 12.075 | 1166.025 | 23.65 | 7.0675 | 11332.4134 | 355.6609 | 652.6337 | 14.3605 | 69.4685 | 26.4117 | 1.2076 | 3.4907 | 9508.1919 | 0.44827 | -865.3363
319 | C-CLW-TOU-FC-FP-WC-R60 | 12 | 0.3 | 531.8471 | 0.3605 | 0.37645 | 0.12989 | 0.067924 | 0.64984 | 243.7 | 33.975 | 1166.025 | 126.25 | 7.047 | 10765.1981 | 348.2681 | 652.6779 | 13.7738 | 67.1545 | 26.9107 | 1.2276 | 3.4892 | 9519.9765 | 0.47738 | -594.1211
320 | C-CLW-TOU-FC-FP-WC-R60 | 12 | 0.6 | 557.4569 | 0.37786 | 0.37504 | 0.12714 | 0.087776 | 0.69807 | 243.85 | 31.775 | 1166.025 | 88.525 | 7.0667 | 10522.0377 | 348.0628 | 652.5458 | 13.7692 | 66.4183 | 26.9764 | 1.2499 | 3.4938 | 9539.9857 | 0.49785 | -441.5669
321 | C-CLW-TOU-FC-FP-WC-R60 | 12 | 0.9 | 568.2189 | 0.38515 | 0.37414 | 0.12945 | 0.10022 | 0.70921 | 243.875 | 31.6 | 1166.025 | 69.975 | 7.0811 | 10406.7737 | 347.3635 | 652.5462 | 13.7538 | 66.1093 | 27.0342 | 1.2629 | 3.4924 | 9545.5861 | 0.50743 | -413.1454
322 | C-CLW-TOU-FC-FP-WC-R60 | 15 | 0.4 | 484.8502 | 0.32864 | 0.37103 | 0.19801 | 0.10985 | 0.69294 | 243.55 | 47.05 | 1166.025 | 183.525 | 7.114 | 10131.4243 | 342.2091 | 652.3928 | 13.5231 | 65.4682 | 27.3662 | 1.2681 | 3.4964 | 9540.3533 | 0.51834 | -314.4864
323 | C-CLW-TOU-FC-FP-WC-R60 | 15 | 0.75 | 506.6767 | 0.34344 | 0.37269 | 0.20577 | 0.13223 | 0.72626 | 242.2 | 47.775 | 1166.025 | 137.95 | 7.0874 | 9840.0574 | 341.4769 | 652.4827 | 13.567 | 64.7538 | 27.4628 | 1.2921 | 3.4967 | 9559.1502 | 0.53445 | -194.9154
324 | C-CLW-TOU-FC-FP-WC-R60 | 15 | 1.15 | 516.901 | 0.35037 | 0.37225 | 0.20952 | 0.14573 | 0.73673 | 241.7 | 48.35 | 1166.025 | 114.325 | 7.0658 | 9706.7795 | 340.2817 | 652.4483 | 13.5781 | 64.6283 | 27.556 | 1.3081 | 3.4935 | 9565.7603 | 0.54201 | -156.2584
325 | C-CLW-TOU-FC-FP-WC-R60 | 18.5 | 0.45 | 430.7548 | 0.29198 | 0.37143 | 0.25172 | 0.1457 | 0.71624 | 241.075 | 58.575 | 1166.025 | 263.6 | 7.0628 | 9592.0551 | 335.9454 | 652.4772 | 13.538 | 64.3414 | 27.8189 | 1.2997 | 3.4924 | 9552.1922 | 0.54113 | -100.4086
326 | C-CLW-TOU-FC-FP-WC-R60 | 18.5 | 0.95 | 459.0628 | 0.31117 | 0.36931 | 0.27909 | 0.1834 | 0.74766 | 240.475 | 62.325 | 1166.025 | 197.725 | 7.089 | 9158.6198 | 334.969 | 652.358 | 13.4814 | 63.6286 | 27.9471 | 1.3381 | 3.4954 | 9575.414 | 0.56478 | 13.0347
327 | C-CLW-TOU-FC-FP-WC-R60 | 18.5 | 1.4 | 468.3504 | 0.31746 | 0.36826 | 0.29116 | 0.19769 | 0.75452 | 240.4 | 64.3 | 1166.025 | 171.975 | 7.0932 | 9002.3424 | 333.8725 | 652.3731 | 13.4573 | 63.4486 | 28.0355 | 1.3524 | 3.4947 | 9580.372 | 0.57353 | 28.4425
328 | C-CLW-TOU-FC-FP-WC-R60 | 21.5 | 0.55 | 397.2126 | 0.26924 | 0.36929 | 0.28722 | 0.17841 | 0.74012 | 240.55 | 65.725 | 1166.025 | 317.4 | 7.0906 | 9175.7816 | 331.9795 | 652.2975 | 13.5288 | 63.8589 | 28.1319 | 1.3308 | 3.4949 | 9565.8057 | 0.55838 | 75.0234
329 | C-CLW-TOU-FC-FP-WC-R60 | 21.5 | 1.1 | 423.1181 | 0.2868 | 0.36696 | 0.32863 | 0.21878 | 0.76223 | 239.6 | 72.95 | 1166.025 | 248.525 | 7.1046 | 8690.4063 | 330.0299 | 652.3893 | 13.4794 | 63.1827 | 28.3151 | 1.3717 | 3.4949 | 9583.0814 | 0.58262 | 152.0528
330 | C-CLW-TOU-FC-FP-WC-R60 | 21.5 | 1.6 | 433.9575 | 0.29415 | 0.36602 | 0.34892 | 0.23623 | 0.77001 | 238.65 | 75.825 | 1166.025 | 218.95 | 7.1051 | 8472.588 | 328.9342 | 652.2518 | 13.4744 | 62.9284 | 28.4038 | 1.3915 | 3.4951 | 9587.4484 | 0.59297 | 173.0097
331 | C-CLW-NAP-CC-ET-HC-R100 | 9 | 0.25 | 839.3561 | 0.48796 | 0.44645 | 0.14341 | 0.1085 | 0.70718 | 536.25 | 96.525 | 1854.725 | 200.1 | 0.0634 | 11575.4939 | 410.3251 | 1095.9331 | 16.7548 | 73.4373 | 22.5757 | 1.2246 | 3.7423 | 7309.0777 | 0.45337 | 1771.6766
332 | C-CLW-NAP-CC-ET-HC-R100 | 9 | 0.45 | 861.7441 | 0.50098 | 0.44593 | 0.15073 | 0.12449 | 0.73573 | 537.825 | 99.45 | 1854.725 | 169.5 | 0.05445 | 11374.3086 | 412.5866 | 1096.0333 | 16.644 | 72.3787 | 22.4792 | 1.2397 | 3.7386 | 7316.9852 | 0.46885 | 1827.6365
333 | C-CLW-NAP-CC-ET-HC-R100 | 9 | 0.7 | 878.2794 | 0.51059 | 0.44595 | 0.15833 | 0.13595 | 0.74036 | 538.7 | 99.525 | 1854.725 | 146.2 | 0.052262 | 11262.0392 | 414.777 | 1095.9958 | 16.5771 | 71.5941 | 22.3948 | 1.246 | 3.7459 | 7319.138 | 0.4763 | 1857.7321
334 | C-CLW-NAP-CC-ET-HC-R100 | 12.5 | 0.3 | 752.6671 | 0.43757 | 0.44412 | 0.27705 | 0.18313 | 0.75458 | 524.9 | 159.85 | 1854.725 | 382.85 | 0.099753 | 10121.2524 | 394.3828 | 1095.7418 | 16.5055 | 70.1571 | 23.4072 | 1.2947 | 3.7547 | 7320.8585 | 0.52671 | 2205.98
335 | C-CLW-NAP-CC-ET-HC-R100 | 12.5 | 0.65 | 785.4501 | 0.45662 | 0.4445 | 0.29327 | 0.2216 | 0.78062 | 522.3 | 166.15 | 1854.725 | 329.225 | 0.081283 | 9739.656 | 395.9831 | 1095.7379 | 16.4722 | 69.1042 | 23.3382 | 1.332 | 3.7527 | 7328.3441 | 0.54324 | 2298.0536
336 | C-CLW-NAP-CC-ET-HC-R100 | 12.5 | 0.95 | 797.4218 | 0.46358 | 0.4431 | 0.30221 | 0.23445 | 0.78015 | 522.125 | 164 | 1854.725 | 313.3 | 0.09573 | 9622.8446 | 397.1178 | 1095.7429 | 16.4016 | 68.7105 | 23.2752 | 1.3417 | 3.7494 | 7328.6857 | 0.5486 | 2311.444
337 | C-CLW-NAP-CC-ET-HC-R100 | 16 | 0.4 | 686.6445 | 0.39918 | 0.44161 | 0.38663 | 0.26004 | 0.79036 | 511.125 | 211.375 | 1854.725 | 544.9 | 0.09728 | 8853.4904 | 380.4907 | 1095.2985 | 16.6895 | 68.479 | 24.1765 | 1.37 | 3.7647 | 7331.3313 | 0.57296 | 2527.6343
338 | C-CLW-NAP-CC-ET-HC-R100 | 16 | 0.8 | 719.6938 | 0.4184 | 0.44087 | 0.41379 | 0.30691 | 0.81093 | 509 | 216.25 | 1854.725 | 488.725 | 0.10896 | 8368.7375 | 382.2217 | 1095.4398 | 16.5989 | 67.5441 | 24.0825 | 1.4134 | 3.7601 | 7334.8044 | 0.58945 | 2613.734
339 | C-CLW-NAP-CC-ET-HC-R100 | 16 | 1.2 | 732.23 | 0.42568 | 0.44095 | 0.42704 | 0.32681 | 0.80627 | 510.275 | 217.4 | 1854.725 | 463.575 | 0.09941 | 8180.3977 | 383.9848 | 1095.5402 | 16.5178 | 67.0122 | 23.9843 | 1.4262 | 3.7588 | 7333.8803 | 0.59508 | 2618.8965
340 | C-CLW-NAP-CC-ET-HC-R100 | 19 | 0.5 | 633.1727 | 0.3681 | 0.44004 | 0.45107 | 0.3238 | 0.81332 | 501.175 | 234.45 | 1854.725 | 678.7 | 0.096571 | 8007.5755 | 369.5695 | 1094.9271 | 16.9688 | 68.182 | 24.8036 | 1.43 | 3.7697 | 7337.0148 | 0.59693 | 2739.6685
341 | C-CLW-NAP-CC-ET-HC-R100 | 19 | 0.95 | 666.3882 | 0.38741 | 0.43863 | 0.48836 | 0.3731 | 0.82894 | 499.35 | 245.025 | 1854.725 | 619.425 | 0.11139 | 7456.0212 | 371.9782 | 1095.0247 | 16.8643 | 67.1845 | 24.676 | 1.4754 | 3.7718 | 7338.5484 | 0.61327 | 2826.1704
342 | C-CLW-NAP-CC-ET-HC-R100 | 19 | 1.45 | 686.3039 | 0.39898 | 0.43951 | 0.51912 | 0.40435 | 0.82503 | 499.075 | 257.975 | 1854.725 | 576.825 | 0.10644 | 7072.513 | 373.6533 | 1095.1566 | 16.8214 | 66.3821 | 24.588 | 1.5076 | 3.7768 | 7336.2249 | 0.62438 | 2819.4039
343 | C-CLW-NAP-CC-ET-HC-R100 | 22.5 | 0.55 | 569.002 | 0.33079 | 0.43755 | 0.4934 | 0.37737 | 0.82757 | 495.8 | 251.175 | 1854.725 | 830.975 | 0.10427 | 7414.0339 | 359.01 | 1094.65 | 17.2487 | 68.9543 | 25.4414 | 1.4772 | 3.7776 | 7339.6745 | 0.61209 | 2891.4092
344 | C-CLW-NAP-CC-ET-HC-R100 | 22.5 | 1.15 | 609.3586 | 0.35425 | 0.43677 | 0.5503 | 0.44124 | 0.84952 | 490.95 | 268 | 1854.725 | 752.625 | 0.10319 | 6610.9393 | 361.5632 | 1094.8411 | 17.1798 | 67.5583 | 25.2989 | 1.5448 | 3.7774 | 7343.2046 | 0.6315 | 3031.4667
345 | C-CLW-NAP-CC-ET-HC-R100 | 22.5 | 1.7 | 631.4699 | 0.36711 | 0.43579 | 0.58968 | 0.4766 | 0.85188 | 489.325 | 280.4 | 1854.725 | 701.95 | 0.11098 | 6129.8606 | 363.7996 | 1094.8968 | 17.0872 | 66.2933 | 25.1591 | 1.5753 | 3.7751 | 7341.6498 | 0.64409 | 3043.2282
346 | C-CLW-NAP-CC-FP-HC-R100 | 9 | 0.25 | 732.001 | 0.42555 | 0.44739 | 0.099752 | 0.089871 | 0.68847 | 541.125 | 74.15 | 1854.725 | 100.9 | 0.077626 | 12023.3958 | 408.9621 | 1096.1042 | 16.9451 | 74.4709 | 22.6181 | 1.204 | 3.7375 | 7302.1248 | 0.44709 | 1243.6868
347 | C-CLW-NAP-CC-FP-HC-R100 | 9 | 0.45 | 754.0333 | 0.43836 | 0.44733 | 0.1003 | 0.11393 | 0.72223 | 541.55 | 72.225 | 1854.725 | 76.5 | 0.077991 | 11833.1176 | 408.29 | 1096.1506 | 16.979 | 73.1711 | 22.6792 | 1.2237 | 3.7433 | 7310.3886 | 0.46526 | 1308.5297
348 | C-CLW-NAP-CC-FP-HC-R100 | 9 | 0.7 | 765.5543 | 0.44506 | 0.44736 | 0.10208 | 0.1282 | 0.73063 | 538.85 | 73.05 | 1854.725 | 52 | 0.055487 | 11717.2362 | 407.4543 | 1096.0447 | 17.0036 | 72.4009 | 22.7091 | 1.2354 | 3.7368 | 7312.004 | 0.47315 | 1329.636
349 | C-CLW-NAP-CC-FP-HC-R100 | 12.5 | 0.3 | 644.9635 | 0.37495 | 0.44436 | 0.20043 | 0.15242 | 0.73358 | 530.05 | 125.1 | 1854.725 | 201.225 | 0.083282 | 10888.2929 | 397.7353 | 1095.7692 | 16.552 | 71.3241 | 23.1979 | 1.2627 | 3.7413 | 7314.5773 | 0.5148 | 1616.5573
350 | C-CLW-NAP-CC-FP-HC-R100 | 12.5 | 0.65 | 674.4671 | 0.3921 | 0.44481 | 0.20666 | 0.19821 | 0.76914 | 530.325 | 125.025 | 1854.725 | 150.925 | 0.085838 | 10536.5394 | 396.6521 | 1095.7993 | 16.5889 | 70.1066 | 23.2812 | 1.3011 | 3.7469 | 7322.6816 | 0.53544 | 1705.4941
351 | C-CLW-NAP-CC-FP-HC-R100 | 12.5 | 0.95 | 686.8674 | 0.39931 | 0.44494 | 0.21512 | 0.21928 | 0.77088 | 527.95 | 124.5 | 1854.725 | 126.35 | 0.095204 | 10365.0898 | 395.3994 | 1095.9151 | 16.6063 | 69.5656 | 23.3456 | 1.3191 | 3.7466 | 7323.0683 | 0.54557 | 1694.7006
352 | C-CLW-NAP-CC-FP-HC-R100 | 16 | 0.4 | 585.1854 | 0.3402 | 0.44376 | 0.28999 | 0.21844 | 0.77219 | 519.425 | 165.825 | 1854.725 | 284.975 | 0.083689 | 9810.9744 | 388.3798 | 1095.4914 | 16.5146 | 69.2123 | 23.7218 | 1.3231 | 3.7544 | 7324.4301 | 0.56313 | 1885.6332
353 | C-CLW-NAP-CC-FP-HC-R100 | 16 | 0.8 | 613.2364 | 0.35651 | 0.44328 | 0.307 | 0.26604 | 0.79994 | 515.65 | 166.975 | 1854.725 | 228.525 | 0.094731 | 9390.0337 | 386.2628 | 1095.5058 | 16.5553 | 68.5687 | 23.8462 | 1.3679 | 3.7557 | 7329.1325 | 0.58189 | 1964.9466
354 | C-CLW-NAP-CC-FP-HC-R100 | 16 | 1.2 | 627.1552 | 0.3646 | 0.44324 | 0.31749 | 0.29304 | 0.80128 | 519.7 | 170.65 | 1854.725 | 192.7 | 0.088857 | 9177.8295 | 386.7606 | 1095.6099 | 16.4706 | 68.1309 | 23.8225 | 1.3879 | 3.7556 | 7330.0108 | 0.59035 | 1975.8795
355 | C-CLW-NAP-CC-FP-HC-R100 | 19 | 0.5 | 539.7437 | 0.31378 | 0.44243 | 0.34443 | 0.27194 | 0.79738 | 513.175 | 190 | 1854.725 | 358.95 | 0.099213 | 9093.7038 | 381.1262 | 1095.2586 | 16.5991 | 68.5645 | 24.1322 | 1.373 | 3.761 | 7330.4117 | 0.5881 | 2079.0192
356 | C-CLW-NAP-CC-FP-HC-R100 | 19 | 0.95 | 569.1184 | 0.33086 | 0.44252 | 0.37565 | 0.32265 | 0.81989 | 508.75 | 194.475 | 1854.725 | 290.075 | 0.10724 | 8553.07 | 379.668 | 1095.377 | 16.5998 | 67.7456 | 24.2229 | 1.4207 | 3.7622 | 7334.1343 | 0.60825 | 2145.9312
357 | C-CLW-NAP-CC-FP-HC-R100 | 19 | 1.45 | 586.1372 | 0.34075 | 0.44137 | 0.3937 | 0.36235 | 0.81739 | 511.55 | 202.625 | 1854.725 | 249.625 | 0.10335 | 8242.4713 | 379.5671 | 1095.4062 | 16.5121 | 67.482 | 24.2268 | 1.4538 | 3.7623 | 7333.2188 | 0.62027 | 2133.0761
358 | C-CLW-NAP-CC-FP-HC-R100 | 22.5 | 0.55 | 486.3172 | 0.28272 | 0.44139 | 0.38488 | 0.31495 | 0.81241 | 508.375 | 208.475 | 1854.725 | 451.625 | 0.10408 | 8553.3651 | 374.6328 | 1095.0963 | 16.7212 | 68.4918 | 24.5067 | 1.4119 | 3.7665 | 7334.1226 | 0.60349 | 2229.2215
359 | C-CLW-NAP-CC-FP-HC-R100 | 22.5 | 1.15 | 521.9028 | 0.30341 | 0.43947 | 0.43188 | 0.38284 | 0.83714 | 505.9 | 221.35 | 1854.725 | 366.075 | 0.10904 | 7819.9407 | 373.3963 | 1095.1536 | 16.6544 | 67.8092 | 24.5868 | 1.4814 | 3.7669 | 7338.4323 | 0.62818 | 2317.0928
360 | C-CLW-NAP-CC-FP-HC-R100 | 22.5 | 1.7 | 541.1317 | 0.31459 | 0.43994 | 0.46386 | 0.42162 | 0.8393 | 503.525 | 234.75 | 1854.725 | 316.675 | 0.1254 | 7370.6964 | 372.8011 | 1095.3536 | 16.6186 | 67.1619 | 24.6099 | 1.517 | 3.7633 | 7336.4782 | 0.64144 | 2323.7235
361 | C-CLW-NAP-CC-ET-HC-R60 | 9 | 0.25 | 851.6997 | 0.49514 | 0.44438 | 0.13176 | 0.086041 | 0.75317 | 599.575 | 101.975 | 2104.7 | 180.65 | 0.037966 | 10455.3742 | 408.8562 | 1181.5891 | 16.8632 | 75.1994 | 19.4163 | 1.1896 | 3.7471 | 5364.5668 | 0.46504 | 682.7784
362 | C-CLW-NAP-CC-ET-HC-R60 | 9 | 0.45 | 875.5875 | 0.50903 | 0.445 | 0.13662 | 0.11127 | 0.7848 | 590.9 | 101.6 | 2104.7 | 145.425 | 0.057848 | 10230.9999 | 409.2305 | 1181.6618 | 16.9058 | 73.5501 | 19.4238 | 1.2084 | 3.7356 | 5386.9318 | 0.47883 | 756.9302
363 | C-CLW-NAP-CC-ET-HC-R60 | 9 | 0.7 | 889.685 | 0.51722 | 0.44289 | 0.14143 | 0.13256 | 0.78653 | 591.25 | 104.4 | 2104.7 | 124.275 | 0.060975 | 10169.8868 | 410.121 | 1181.484 | 16.8731 | 72.8342 | 19.4013 | 1.2223 | 3.7364 | 5393.355 | 0.48486 | 772.6002
364 | C-CLW-NAP-CC-ET-HC-R60 | 12.5 | 0.3 | 762.1581 | 0.44308 | 0.44352 | 0.2589 | 0.17892 | 0.80416 | 582.025 | 169.9 | 2104.7 | 364.975 | 0.057042 | 9001.0245 | 392.588 | 1181.3258 | 16.5453 | 69.8531 | 20.1718 | 1.2577 | 3.7499 | 5392.9034 | 0.532 | 1159.304
365 | C-CLW-NAP-CC-ET-HC-R60 | 12.5 | 0.65 | 796.6015 | 0.46311 | 0.44345 | 0.27481 | 0.23752 | 0.83065 | 580.475 | 173.425 | 2104.7 | 306.1 | 0.066371 | 8656.289 | 394.6312 | 1181.2309 | 16.515 | 68.6368 | 20.1378 | 1.2976 | 3.756 | 5412.5528 | 0.54708 | 1268.0693
366 | C-CLW-NAP-CC-ET-HC-R60 | 12.5 | 0.95 | 810.3214 | 0.47108 | 0.44335 | 0.28558 | 0.26121 | 0.8322 | 578.075 | 175.5 | 2104.7 | 286 | 0.072685 | 8499.3491 | 395.6285 | 1181.271 | 16.467 | 67.8636 | 20.0911 | 1.3083 | 3.7542 | 5412.7821 | 0.55314 | 1288.6928
367 | C-CLW-NAP-CC-ET-HC-R60 | 16 | 0.4 | 691.3663 | 0.40193 | 0.44116 | 0.36272 | 0.27032 | 0.84025 | 564.7 | 213.65 | 2104.7 | 534.525 | 0.099646 | 7812.6149 | 378.641 | 1180.8516 | 16.6345 | 67.544 | 20.865 | 1.3262 | 3.7571 | 5413.8987 | 0.57286 | 1510.3148
368 | C-CLW-NAP-CC-ET-HC-R60 | 16 | 0.8 | 726.1312 | 0.42214 | 0.44146 | 0.39184 | 0.33187 | 0.86245 | 563.7 | 223.8 | 2104.7 | 472.325 | 0.1071 | 7350.6205 | 381.2218 | 1180.9601 | 16.5457 | 66.6083 | 20.7918 | 1.3701 | 3.7635 | 5428.0923 | 0.58727 | 1631.9445
369 | C-CLW-NAP-CC-ET-HC-R60 | 16 | 1.2 | 744.283 | 0.43269 | 0.43973 | 0.40972 | 0.37713 | 0.86455 | 560.475 | 228.9 | 2104.7 | 437.775 | 0.092993 | 7092.7665 | 382.0882 | 1180.832 | 16.4748 | 66.2219 | 20.7391 | 1.3973 | 3.7598 | 5426.7165 | 0.59657 | 1648.8479
370 | C-CLW-NAP-CC-ET-HC-R60 | 19 | 0.5 | 638.29 | 0.37107 | 0.43802 | 0.43406 | 0.33832 | 0.86409 | 555.15 | 248.4 | 2104.7 | 667.125 | 0.1086 | 7003.3981 | 368.8789 | 1180.4425 | 16.7826 | 66.9062 | 21.3853 | 1.3814 | 3.7684 | 5426.1808 | 0.59732 | 1727.3019
371 | C-CLW-NAP-CC-ET-HC-R60 | 19 | 0.95 | 670.3544 | 0.38971 | 0.43786 | 0.46817 | 0.41347 | 0.87658 | 553.225 | 260 | 2104.7 | 606.35 | 0.10453 | 6492.9031 | 370.8879 | 1180.4916 | 16.7035 | 66.5353 | 21.3219 | 1.4339 | 3.7738 | 5435.6924 | 0.61086 | 1827.7316
372 | C-CLW-NAP-CC-ET-HC-R60 | 19 | 1.45 | 695.2116 | 0.40416 | 0.4385 | 0.50172 | 0.46483 | 0.8825 | 551.675 | 273.225 | 2104.7 | 551.85 | 0.10606 | 6052.8521 | 373.2849 | 1180.5752 | 16.5989 | 65.6889 | 21.2169 | 1.4683 | 3.7779 | 5436.2212 | 0.62218 | 1879.3682
373 | C-CLW-NAP-CC-ET-HC-R60 | 22.5 | 0.55 | 568.3868 | 0.33043 | 0.43732 | 0.46909 | 0.39876 | 0.87849 | 549.45 | 264.95 | 2104.7 | 837.125 | 0.11418 | 6516.008 | 357.7844 | 1180.2313 | 17.0498 | 68.0796 | 21.9679 | 1.4243 | 3.7715 | 5433.0932 | 0.60663 | 1910.5961
374 | C-CLW-NAP-CC-ET-HC-R60 | 22.5 | 1.15 | 610.583 | 0.35496 | 0.43529 | 0.53134 | 0.49468 | 0.89266 | 545.6 | 288.65 | 2104.7 | 744.95 | 0.11476 | 5714.3036 | 361.2158 | 1180.2833 | 16.872 | 67.2677 | 21.8191 | 1.4955 | 3.7744 | 5441.8043 | 0.62722 | 2034.9124
375 | C-CLW-NAP-CC-ET-HC-R60 | 22.5 | 1.7 | 635.6233 | 0.36952 | 0.43538 | 0.57377 | 0.53944 | 0.90378 | 542.95 | 303.525 | 2104.7 | 693.65 | 0.11594 | 5197.0584 | 363.7367 | 1180.331 | 16.7515 | 66.0058 | 21.6994 | 1.5301 | 3.7768 | 5442.8001 | 0.63905 | 2108.3583
376 | C-CLW-NAP-CC-FP-HC-R60 | 9 | 0.25 | 737.629 | 0.42882 | 0.44621 | 0.08938 | 0.062133 | 0.72257 | 599.875 | 77.65 | 2104.7 | 86.4 | 0.049733 | 10914.0078 | 405.4969 | 1181.7119 | 17.1931 | 77.4758 | 19.4998 | 1.1719 | 3.7375 | 5348.0191 | 0.45686 | 117.5783
377 | C-CLW-NAP-CC-FP-HC-R60 | 9 | 0.45 | 758.6151 | 0.44102 | 0.44617 | 0.087448 | 0.096084 | 0.76406 | 597.375 | 77.75 | 2104.7 | 59.85 | 0.06018 | 10724.4283 | 404.5349 | 1181.7443 | 17.2616 | 75.2457 | 19.5752 | 1.1931 | 3.7335 | 5368.7656 | 0.47383 | 201.8088
378 | C-CLW-NAP-CC-FP-HC-R60 | 9 | 0.7 | 769.8605 | 0.44756 | 0.44515 | 0.088112 | 0.11776 | 0.77482 | 595.95 | 73.05 | 2104.7 | 36.8 | 0.063507 | 10653.1677 | 403.9395 | 1181.7936 | 17.2876 | 74.0757 | 19.6118 | 1.204 | 3.733 | 5374.5477 | 0.48078 | 232.0399
379 | C-CLW-NAP-CC-FP-HC-R60 | 12.5 | 0.3 | 652.1141 | 0.37911 | 0.4443 | 0.19043 | 0.1314 | 0.78011 | 587.625 | 134.125 | 2104.7 | 181.7 | 0.061782 | 9759.8155 | 395.8216 | 1181.3998 | 16.6588 | 71.9447 | 19.988 | 1.2228 | 3.7465 | 5376.5856 | 0.52394 | 528.3932
380 | C-CLW-NAP-CC-FP-HC-R60 | 12.5 | 0.65 | 678.9542 | 0.39471 | 0.44509 | 0.19366 | 0.19438 | 0.81837 | 587 | 134.075 | 2104.7 | 131.85 | 0.064468 | 9467.2933 | 395.1713 | 1181.3729 | 16.7315 | 70.1814 | 20.075 | 1.2616 | 3.7516 | 5398.5107 | 0.53983 | 642.1556
381 | C-CLW-NAP-CC-FP-HC-R60 | 12.5 | 0.95 | 689.2736 | 0.40071 | 0.44424 | 0.1979 | 0.22457 | 0.82193 | 586.85 | 134 | 2104.7 | 102.375 | 0.058389 | 9350.6744 | 394.091 | 1181.3807 | 16.7197 | 69.5003 | 20.1167 | 1.2778 | 3.7462 | 5401.4827 | 0.54611 | 654.8207
382 | C-CLW-NAP-CC-FP-HC-R60 | 16 | 0.4 | 586.9473 | 0.34122 | 0.4425 | 0.27155 | 0.2075 | 0.82042 | 576.05 | 174.425 | 2104.7 | 273.775 | 0.089446 | 8790.968 | 387.2533 | 1181.1033 | 16.5208 | 68.8973 | 20.4269 | 1.2755 | 3.7516 | 5399.911 | 0.56516 | 824.9851
383 | C-CLW-NAP-CC-FP-HC-R60 | 16 | 0.8 | 614.8997 | 0.35747 | 0.44277 | 0.28961 | 0.26891 | 0.84912 | 572.75 | 174.85 | 2104.7 | 205.75 | 0.088726 | 8405.6184 | 386.4207 | 1181.0914 | 16.5379 | 67.8714 | 20.509 | 1.3173 | 3.7561 | 5415.3643 | 0.58073 | 935.3304
384 | C-CLW-NAP-CC-FP-HC-R60 | 16 | 1.2 | 628.7754 | 0.36554 | 0.4422 | 0.29985 | 0.31794 | 0.8521 | 574.825 | 176.45 | 2104.7 | 171.4 | 0.083316 | 8201.2572 | 386.1394 | 1181.1242 | 16.4958 | 67.3474 | 20.5272 | 1.3434 | 3.7589 | 5414.922 | 0.58995 | 944.9998
385 | C-CLW-NAP-CC-FP-HC-R60 | 19 | 0.5 | 536.5714 | 0.31194 | 0.44085 | 0.31944 | 0.2684 | 0.84511 | 568.375 | 193.075 | 2104.7 | 352.5 | 0.096614 | 8181.2282 | 380.3357 | 1180.6969 | 16.5575 | 67.9545 | 20.7794 | 1.3176 | 3.7554 | 5413.4462 | 0.58546 | 1026.5568
386 | C-CLW-NAP-CC-FP-HC-R60 | 19 | 0.95 | 568.2718 | 0.33037 | 0.44062 | 0.35642 | 0.33648 | 0.86592 | 565.725 | 205.85 | 2104.7 | 270.45 | 0.10818 | 7646.3965 | 380.2552 | 1180.8357 | 16.4939 | 66.9184 | 20.8253 | 1.3683 | 3.7621 | 5424.7496 | 0.60538 | 1111.5761
387 | C-CLW-NAP-CC-FP-HC-R60 | 19 | 1.45 | 587.5526 | 0.34158 | 0.44135 | 0.38052 | 0.39808 | 0.86772 | 565.975 | 214.3 | 2104.7 | 222.725 | 0.093465 | 7277.7276 | 379.6956 | 1180.9732 | 16.4445 | 66.4027 | 20.8581 | 1.4046 | 3.766 | 5423.2124 | 0.618 | 1122.2138
388 | C-CLW-NAP-CC-FP-HC-R60 | 22.5 | 0.55 | 481.38 | 0.27985 | 0.43956 | 0.35771 | 0.31079 | 0.85995 | 563.175 | 214.925 | 2104.7 | 443.725 | 0.095095 | 7719.0255 | 374.1564 | 1180.6554 | 16.63 | 67.8047 | 21.0931 | 1.3513 | 3.7565 | 5421.9631 | 0.59711 | 1199.509
389 | C-CLW-NAP-CC-FP-HC-R60 | 22.5 | 1.15 | 518.5226 | 0.30144 | 0.43846 | 0.41269 | 0.40849 | 0.87856 | 560.65 | 234.2 | 2104.7 | 341.625 | 0.10329 | 6969.4224 | 373.9113 | 1180.7399 | 16.5113 | 66.8175 | 21.1484 | 1.4192 | 3.7638 | 5433.2091 | 0.62297 | 1278.6214
390 | C-CLW-NAP-CC-FP-HC-R60 | 22.5 | 1.7 | 541.7378 | 0.31494 | 0.4386 | 0.45186 | 0.46874 | 0.8842 | 558.8 | 249.1 | 2104.7 | 286.875 | 0.10211 | 6466.8152 | 374.2887 | 1180.7597 | 16.4231 | 66.1611 | 21.1404 | 1.4624 | 3.7691 | 5432.1777 | 0.63823 | 1307.6803
391 | C-CLW-TOU-CC-ET-HC-R100 | 9 | 0.25 | 714.5973 | 0.48205 | 0.40725 | 0.12821 | 0.058899 | 0.59005 | 214.9 | 34.175 | 850.5 | 156.175 | 0.098809 | 14713.4637 | 361.7218 | 556.5012 | 15.7713 | 80.0565 | 36.7938 | 1.2116 | 3.6728 | 14450.7591 | 0.44387 | -55.2138
392 | C-CLW-TOU-CC-ET-HC-R100 | 9 | 0.45 | 740.6195 | 0.49961 | 0.40927 | 0.13573 | 0.070212 | 0.62317 | 214.475 | 34.475 | 850.5 | 123.875 | 0.082709 | 14464.9152 | 363.7434 | 556.4114 | 15.8037 | 79.0643 | 36.6589 | 1.228 | 3.6927 | 14460.7159 | 0.46714 | 8.2934
393 | C-CLW-TOU-CC-ET-HC-R100 | 9 | 0.7 | 755.3645 | 0.50955 | 0.40886 | 0.14627 | 0.076306 | 0.63412 | 211.65 | 35.15 | 850.5 | 99.55 | 0.08467 | 14318.2251 | 364.6198 | 556.4497 | 15.7674 | 78.4223 | 36.5739 | 1.2358 | 3.672 | 14463.2754 | 0.47792 | 35.9407
394 | C-CLW-TOU-CC-ET-HC-R100 | 12.5 | 0.3 | 631.6878 | 0.42612 | 0.40782 | 0.27476 | 0.10555 | 0.63017 | 207.375 | 59.225 | 850.5 | 327.575 | 0.095217 | 13620.1779 | 346.4283 | 556.1681 | 15.7647 | 77.7758 | 38.2191 | 1.263 | 3.701 | 14466.7049 | 0.50411 | 386.2972
395 | C-CLW-TOU-CC-ET-HC-R100 | 12.5 | 0.65 | 671.767 | 0.45316 | 0.40728 | 0.30478 | 0.12724 | 0.66966 | 204.85 | 62.475 | 850.5 | 263.875 | 0.074712 | 13163.1403 | 349.3226 | 556.1886 | 15.7138 | 76.5362 | 37.9838 | 1.2934 | 3.696 | 14481.3679 | 0.53022 | 518.911
396 | C-CLW-TOU-CC-ET-HC-R100 | 12.5 | 0.95 | 683.7218 | 0.46122 | 0.40582 | 0.32139 | 0.13448 | 0.67514 | 205.825 | 62.9 | 850.5 | 244.325 | 0.099183 | 13024.8209 | 350.7854 | 556.2703 | 15.5997 | 76.0724 | 37.8594 | 1.3016 | 3.7044 | 14481.9369 | 0.53944 | 526.3612
397 | C-CLW-TOU-CC-ET-HC-R100 | 16 | 0.4 | 575.0761 | 0.38793 | 0.40633 | 0.40221 | 0.15293 | 0.66754 | 201.7 | 82.15 | 850.5 | 469.15 | 0.085669 | 12587.2112 | 335.1582 | 555.9849 | 16.0842 | 76.4783 | 39.3447 | 1.3165 | 3.7232 | 14480.0295 | 0.54943 | 714.9216
398 | C-CLW-TOU-CC-ET-HC-R100 | 16 | 0.8 | 609.2887 | 0.41101 | 0.40475 | 0.43687 | 0.1781 | 0.69802 | 200.625 | 84.65 | 850.5 | 408.75 | 0.084092 | 12107.6353 | 337.8939 | 556.0756 | 16.0108 | 75.3928 | 39.112 | 1.3483 | 3.7211 | 14494.1938 | 0.57039 | 834.6287
399 | C-CLW-TOU-CC-ET-HC-R100 | 16 | 1.2 | 624.0081 | 0.42094 | 0.40532 | 0.4623 | 0.18836 | 0.70984 | 197.875 | 86.075 | 850.5 | 378.875 | 0.079783 | 11876.0323 | 338.6315 | 555.9961 | 16.0869 | 74.8918 | 39.0575 | 1.3647 | 3.7303 | 14498.0862 | 0.58079 | 863.9654
400 | C-CLW-TOU-CC-ET-HC-R100 | 19 | 0.5 | 533.0465 | 0.35958 | 0.40476 | 0.47591 | 0.19237 | 0.69356 | 195.925 | 95.075 | 850.5 | 584.9 | 0.087537 | 11832.9489 | 326.3102 | 555.8139 | 16.5353 | 76.0169 | 40.2569 | 1.3603 | 3.7242 | 14489.6461 | 0.57572 | 934.9354
401 | C-CLW-TOU-CC-ET-HC-R100 | 19 | 0.95 | 562.9668 | 0.37976 | 0.40239 | 0.51403 | 0.2177 | 0.71872 | 195.05 | 96.5 | 850.5 | 523.625 | 0.077558 | 11362.0996 | 328.5208 | 555.7292 | 16.5027 | 75.2579 | 40.0759 | 1.3961 | 3.7331 | 14504.5311 | 0.59293 | 1053.0757
402 | C-CLW-TOU-CC-ET-HC-R100 | 19 | 1.45 | 578.0889 | 0.38997 | 0.40273 | 0.55099 | 0.23165 | 0.72329 | 195.475 | 99.2 | 850.5 | 490.05 | 0.073294 | 11069.3899 | 330.1486 | 555.8273 | 16.4493 | 74.5111 | 39.9188 | 1.4133 | 3.7303 | 14508.2155 | 0.60401 | 1058.3613
403 | C-CLW-TOU-CC-ET-HC-R100 | 22.5 | 0.55 | 484.3551 | 0.32674 | 0.40262 | 0.53098 | 0.22747 | 0.70966 | 193.9 | 103.575 | 850.5 | 717.8 | 0.086924 | 11219.9358 | 318.0606 | 555.6997 | 16.9316 | 76.1059 | 41.1447 | 1.3977 | 3.7317 | 14495.922 | 0.59391 | 1105.8976
404 | C-CLW-TOU-CC-ET-HC-R100 | 22.5 | 1.15 | 516.4324 | 0.34837 | 0.40123 | 0.59353 | 0.26027 | 0.73561 | 192.075 | 110.825 | 850.5 | 647.075 | 0.078135 | 10573.434 | 319.6021 | 555.7214 | 16.9932 | 75.2037 | 41.0194 | 1.4487 | 3.7292 | 14511.8678 | 0.61481 | 1218.8006
405 | C-CLW-TOU-CC-ET-HC-R100 | 22.5 | 1.7 | 529.3427 | 0.35708 | 0.40167 | 0.62065 | 0.27575 | 0.73944 | 191.825 | 114.025 | 850.5 | 613.5 | 0.075571 | 10298.2874 | 320.8118 | 555.6925 | 17.0196 | 74.6551 | 40.8994 | 1.4678 | 3.7338 | 14513.6661 | 0.62308 | 1242.079
406 | C-CLW-TOU-CC-FP-HC-R100 | 9 | 0.25 | 616.3928 | 0.4158 | 0.41666 | 0.061818 | 0.04381 | 0.54673 | 225.875 | 23.175 | 850.5 | 71.775 | 0.1111 | 16143.9866 | 364.3641 | 579.4543 | 16.9009 | 85.71 | 38.8977 | 1.1874 | 3.6565 | 15374.1671 | 0.44436 | -1247.4355
407 | C-CLW-TOU-CC-FP-HC-R100 | 9 | 0.45 | 644.685 | 0.43489 | 0.41529 | 0.056209 | 0.056375 | 0.59047 | 225.475 | 20.3 | 850.5 | 44.9 | 0.094008 | 15874.7513 | 364.0132 | 579.3116 | 16.935 | 84.5018 | 38.9466 | 1.2056 | 3.6454 | 15386.1293 | 0.47325 | -1150.9401
408 | C-CLW-TOU-CC-FP-HC-R100 | 9 | 0.7 | 656.5009 | 0.44286 | 0.4178 | 0.04544 | 0.062722 | 0.60827 | 227.55 | 17.95 | 850.5 | 30.825 | 0.086955 | 15779.1816 | 363.902 | 579.2925 | 17.0803 | 83.9882 | 38.9851 | 1.2124 | 3.6706 | 15389.1306 | 0.48185 | -1093.135
409 | C-CLW-TOU-CC-FP-HC-R100 | 12.5 | 0.3 | 538.7309 | 0.36342 | 0.41794 | 0.15633 | 0.078525 | 0.59764 | 222.925 | 43.25 | 850.5 | 152.875 | 0.0931 | 15275.8359 | 355.7901 | 579.1074 | 16.5198 | 83.144 | 39.7708 | 1.2284 | 3.6887 | 15397.9324 | 0.5008 | -838.3278
410 | C-CLW-TOU-CC-FP-HC-R100 | 12.5 | 0.65 | 576.1012 | 0.38863 | 0.41633 | 0.15795 | 0.10406 | 0.64551 | 221.575 | 40.3 | 850.5 | 100.975 | 0.090283 | 14820.6182 | 355.1267 | 579.0498 | 16.5705 | 81.5757 | 39.8721 | 1.258 | 3.6862 | 15415.2885 | 0.5353 | -722.9929
411 | C-CLW-TOU-CC-FP-HC-R100 | 12.5 | 0.95 | 587.3114 | 0.39619 | 0.41429 | 0.15911 | 0.11255 | 0.65477 | 221.2 | 39.45 | 850.5 | 79 | 0.085314 | 14690.7336 | 354.8096 | 579.0426 | 16.5329 | 81.1853 | 39.9042 | 1.268 | 3.6758 | 15420.0088 | 0.54434 | -700.5204
412 | C-CLW-TOU-CC-FP-HC-R100 | 16 | 0.4 | 487.2403 | 0.32868 | 0.41579 | 0.23951 | 0.1174 | 0.63912 | 218.075 | 58 | 850.5 | 219.525 | 0.094481 | 14421.4774 | 348.2437 | 578.9919 | 16.4526 | 81.2609 | 40.5487 | 1.2701 | 3.6941 | 15418.1252 | 0.54741 | -565.2293
413 | C-CLW-TOU-CC-FP-HC-R100 | 16 | 0.8 | 518.74 | 0.34993 | 0.41722 | 0.24703 | 0.14589 | 0.67259 | 217.975 | 56.1 | 850.5 | 165.75 | 0.095648 | 13944.7207 | 347.5686 | 578.9244 | 16.5413 | 80.1526 | 40.6567 | 1.3034 | 3.7057 | 15431.3281 | 0.57301 | -458.6003
414 | C-CLW-TOU-CC-FP-HC-R100 | 16 | 1.2 | 531.0331 | 0.35822 | 0.41426 | 0.25615 | 0.1562 | 0.68512 | 217.975 | 57.625 | 850.5 | 136.425 | 0.09009 | 13767.6217 | 346.592 | 578.8436 | 16.4959 | 80.0576 | 40.7588 | 1.3208 | 3.708 | 15433.1716 | 0.58371 | -427.4481
415 | C-CLW-TOU-CC-FP-HC-R100 | 19 | 0.5 | 452.3235 | 0.30513 | 0.41478 | 0.29167 | 0.15075 | 0.6631 | 216.975 | 67.55 | 850.5 | 271.05 | 0.086141 | 13779.7698 | 343.9443 | 578.7823 | 16.4681 | 80.2332 | 41.0099 | 1.3049 | 3.701 | 15430.8665 | 0.57414 | -372.6412
416 | C-CLW-TOU-CC-FP-HC-R100 | 19 | 0.95 | 480.0883 | 0.32386 | 0.41385 | 0.31663 | 0.17801 | 0.692 | 215.55 | 67.875 | 850.5 | 217.3 | 0.089592 | 13289.1047 | 342.5525 | 578.717 | 16.5254 | 79.4272 | 41.1906 | 1.3381 | 3.7159 | 15442.2848 | 0.59818 | -288.1005
417 | C-CLW-TOU-CC-FP-HC-R100 | 19 | 1.45 | 492.3324 | 0.33212 | 0.41376 | 0.32487 | 0.19119 | 0.70581 | 214.525 | 69.9 | 850.5 | 186.5 | 0.075964 | 13056.8518 | 340.2352 | 578.6604 | 16.605 | 79.4515 | 41.4321 | 1.3608 | 3.7152 | 15445.296 | 0.6084 | -249.3077
418 | C-CLW-TOU-CC-FP-HC-R100 | 22.5 | 0.55 | 411.7165 | 0.27773 | 0.41372 | 0.34116 | 0.17888 | 0.67834 | 213.85 | 76.675 | 850.5 | 338.925 | 0.096324 | 13240.231 | 339.4873 | 578.7462 | 16.6152 | 79.6809 | 41.4914 | 1.3346 | 3.7143 | 15438.3263 | 0.59384 | -230.1786
419 | C-CLW-TOU-CC-FP-HC-R100 | 22.5 | 1.15 | 441.6198 | 0.29791 | 0.4133 | 0.37051 | 0.21398 | 0.71095 | 211.975 | 78.4 | 850.5 | 270.7 | 0.08338 | 12621.4417 | 336.4505 | 578.6251 | 16.7545 | 79.2453 | 41.8539 | 1.3844 | 3.725 | 15454.5839 | 0.61873 | -118.4265
420 | C-CLW-TOU-CC-FP-HC-R100 | 22.5 | 1.7 | 455.3759 | 0.30719 | 0.41277 | 0.39462 | 0.22995 | 0.72129 | 212.725 | 82.325 | 850.5 | 237.075 | 0.07865 | 12312.462 | 336.2525 | 578.7036 | 16.6752 | 78.7264 | 41.8742 | 1.4032 | 3.7169 | 15457.0995 | 0.63022 | -87.6816
421 | C-CLW-TOU-CC-ET-HC-R60 | 9 | 0.25 | 713.3372 | 0.48352 | 0.41706 | 0.10374 | 0.039076 | 0.62906 | 263.875 | 34.6 | 1048.625 | 151.85 | 0.081604 | 11633.5538 | 356.2871 | 637.4616 | 15.5351 | 71.3068 | 28.9175 | 1.1944 | 3.6678 | 10555.4201 | 0.44553 | -1568.3407
422 | C-CLW-TOU-CC-ET-HC-R60 | 9 | 0.45 | 740.3711 | 0.50184 | 0.41808 | 0.10625 | 0.047379 | 0.67488 | 264.875 | 34.825 | 1048.625 | 114.75 | 0.075303 | 11418.1688 | 359.5104 | 637.3433 | 15.4881 | 70.3888 | 28.7742 | 1.2067 | 3.6809 | 10582.2734 | 0.46613 | -1450.9632
423 | C-CLW-TOU-CC-ET-HC-R60 | 9 | 0.7 | 752.9421 | 0.51036 | 0.41794 | 0.10752 | 0.05061 | 0.69171 | 266.7 | 33.175 | 1048.625 | 94.425 | 0.072267 | 11340.7742 | 361.4833 | 637.3957 | 15.4164 | 69.9951 | 28.6708 | 1.2099 | 3.6856 | 10592.5974 | 0.47228 | -1388.2801
424 | C-CLW-TOU-CC-ET-HC-R60 | 12.5 | 0.3 | 631.7705 | 0.42823 | 0.41782 | 0.24042 | 0.089515 | 0.68094 | 257.4 | 66.825 | 1048.625 | 324.6 | 0.085797 | 10587.4784 | 342.1627 | 637.253 | 15.414 | 67.9755 | 30.0413 | 1.2458 | 3.6981 | 10592.3646 | 0.5023 | -1071.2874
425 | C-CLW-TOU-CC-ET-HC-R60 | 12.5 | 0.65 | 668.1964 | 0.45292 | 0.41693 | 0.2635 | 0.10769 | 0.72198 | 256.15 | 69.475 | 1048.625 | 260.375 | 0.085536 | 10243.2585 | 346.0562 | 637.195 | 15.3167 | 66.8429 | 29.8586 | 1.2679 | 3.7012 | 10632.9062 | 0.52235 | -925.0904
426 | C-CLW-TOU-CC-ET-HC-R60 | 12.5 | 0.95 | 679.4454 | 0.46055 | 0.41739 | 0.27308 | 0.11623 | 0.72666 | 257.3 | 68.7 | 1048.625 | 241.8 | 0.10409 | 10134.5379 | 347.6339 | 637.3152 | 15.2738 | 66.452 | 29.7687 | 1.2752 | 3.7108 | 10638.1386 | 0.52794 | -896.1395
427 | C-CLW-TOU-CC-ET-HC-R60 | 16 | 0.4 | 571.8077 | 0.38759 | 0.41806 | 0.35954 | 0.14096 | 0.72001 | 248.925 | 91.9 | 1048.625 | 475.1 | 0.09773 | 9637.3319 | 330.3206 | 637.0394 | 15.7524 | 66.0076 | 31.0486 | 1.2995 | 3.7229 | 10624.9918 | 0.54345 | -733.6818
428 | C-CLW-TOU-CC-ET-HC-R60 | 16 | 0.8 | 600.4546 | 0.407 | 0.41847 | 0.39046 | 0.16235 | 0.74516 | 248.875 | 93.925 | 1048.625 | 418.4 | 0.10201 | 9288.2278 | 333.4284 | 637.0539 | 15.7155 | 65.0663 | 30.8927 | 1.3235 | 3.7381 | 10652.4503 | 0.55802 | -613.2322
429 | C-CLW-TOU-CC-ET-HC-R60 | 16 | 1.2 | 614.1838 | 0.41631 | 0.41608 | 0.40971 | 0.17524 | 0.75038 | 252.85 | 96.85 | 1048.625 | 389.8 | 0.074747 | 9114.995 | 335.9222 | 636.9925 | 15.5123 | 64.5542 | 30.7111 | 1.3347 | 3.7371 | 10657.2775 | 0.56583 | -580.9054
430 | C-CLW-TOU-CC-ET-HC-R60 | 19 | 0.5 | 527.6096 | 0.35763 | 0.4176 | 0.43641 | 0.18296 | 0.74374 | 248.275 | 108.425 | 1048.625 | 592.05 | 0.078219 | 8971.5084 | 322.9426 | 636.8136 | 16.0127 | 65.0496 | 31.7149 | 1.3401 | 3.7498 | 10643.6186 | 0.56736 | -515.3546
431 | C-CLW-TOU-CC-ET-HC-R60 | 19 | 0.95 | 553.4687 | 0.37516 | 0.41525 | 0.47972 | 0.20856 | 0.76296 | 246.8 | 113.475 | 1048.625 | 539.325 | 0.092176 | 8560.6585 | 325.2938 | 636.8162 | 15.9491 | 64.0244 | 31.5654 | 1.369 | 3.7437 | 10662.4683 | 0.58326 | -427.2946
432 | C-CLW-TOU-CC-ET-HC-R60 | 19 | 1.45 | 567.0318 | 0.38435 | 0.41637 | 0.50485 | 0.22339 | 0.7666 | 246.775 | 116.125 | 1048.625 | 506.775 | 0.08162 | 8341.0381 | 326.9844 | 636.842 | 15.9616 | 63.3789 | 31.451 | 1.382 | 3.7511 | 10667.5199 | 0.58992 | -385.4874
433 | C-CLW-TOU-CC-ET-HC-R60 | 22.5 | 0.55 | 477.5634 | 0.32371 | 0.41553 | 0.49357 | 0.22426 | 0.75952 | 245.425 | 120.575 | 1048.625 | 728.9 | 0.097596 | 8405.0328 | 314.3844 | 636.7993 | 16.3373 | 64.723 | 32.4555 | 1.379 | 3.749 | 10653.9644 | 0.58476 | -348.6793
434 | C-CLW-TOU-CC-ET-HC-R60 | 22.5 | 1.15 | 505.9265 | 0.34293 | 0.41371 | 0.55403 | 0.25948 | 0.78125 | 243.025 | 128.9 | 1048.625 | 666.9 | 0.075539 | 7845.8984 | 316.5262 | 636.7127 | 16.377 | 63.4267 | 32.3198 | 1.42 | 3.7505 | 10671.279 | 0.60426 | -251.4122
435 | C-CLW-TOU-CC-ET-HC-R60 | 22.5 | 1.7 | 518.6332 | 0.35154 | 0.41361 | 0.58414 | 0.27442 | 0.7877 | 241.575 | 135.95 | 1048.625 | 634.1 | 0.066411 | 7595.3831 | 317.8643 | 636.7453 | 16.4224 | 62.6836 | 32.2171 | 1.4355 | 3.7486 | 10675.8877 | 0.61125 | -202.8966
436 | C-CLW-TOU-CC-FP-HC-R60 | 9 | 0.25 | 607.227 | 0.4116 | 0.41827 | 0.055564 | 0.025806 | 0.58474 | 265.425 | 25.025 | 1048.625 | 68.45 | 0.076904 | 12047.817 | 354.5675 | 637.4395 | 15.8595 | 73.1592 | 28.9688 | 1.1812 | 3.6675 | 10527.4854 | 0.44028 | -2179.7016
437 | C-CLW-TOU-CC-FP-HC-R60 | 9 | 0.45 | 630.5516 | 0.42741 | 0.41926 | 0.04037 | 0.036473 | 0.63959 | 266.775 | 20.85 | 1048.625 | 43.8 | 0.078964 | 11839.119 | 354.8309 | 637.5017 | 15.9269 | 72.1074 | 28.9917 | 1.1945 | 3.6647 | 10545.6977 | 0.46194 | -2023.8543
438 | C-CLW-TOU-CC-FP-HC-R60 | 9 | 0.7 | 642.1682 | 0.43528 | 0.41969 | 0.038151 | 0.041936 | 0.66346 | 265.7 | 17.875 | 1048.625 | 29.225 | 0.11683 | 11740.8536 | 354.1761 | 637.5667 | 16.0061 | 71.692 | 29.0695 | 1.2019 | 3.6795 | 10552.5568 | 0.47389 | -1964.364
439 | C-CLW-TOU-CC-FP-HC-R60 | 12.5 | 0.3 | 527.541 | 0.35758 | 0.41857 | 0.1412 | 0.064643 | 0.64476 | 260.7 | 45.675 | 1048.625 | 149.2 | 0.10495 | 11254.5525 | 346.3008 | 637.2973 | 15.5142 | 69.8044 | 29.6538 | 1.2198 | 3.6841 | 10563.1592 | 0.49268 | -1739.7612
440 | C-CLW-TOU-CC-FP-HC-R60 | 12.5 | 0.65 | 558.3324 | 0.37845 | 0.41878 | 0.14032 | 0.08633 | 0.70067 | 259.8 | 45.125 | 1048.625 | 96.325 | 0.080188 | 10913.9654 | 346.3353 | 637.3522 | 15.5207 | 68.6085 | 29.7234 | 1.2439 | 3.6789 | 10594.9778 | 0.51787 | -1571.5619
441 | C-CLW-TOU-CC-FP-HC-R60 | 12.5 | 0.95 | 568.4221 | 0.38529 | 0.41926 | 0.14272 | 0.094612 | 0.71331 | 263.8 | 42.4 | 1048.625 | 76.3 | 0.074325 | 10813.8011 | 346.9091 | 637.2527 | 15.4435 | 68.2728 | 29.7183 | 1.2516 | 3.6949 | 10603.1499 | 0.52556 | -1532.6313
442 | C-CLW-TOU-CC-FP-HC-R60 | 16 | 0.4 | 474.529 | 0.32165 | 0.41949 | 0.2224 | 0.10674 | 0.69142 | 257.025 | 64.875 | 1048.625 | 219.6 | 0.074778 | 10507.3242 | 339.191 | 637.0231 | 15.4946 | 67.6953 | 30.2956 | 1.262 | 3.7222 | 10596.0332 | 0.53456 | -1436.4024
443 | C-CLW-TOU-CC-FP-HC-R60 | 16 | 0.8 | 499.5615 | 0.33862 | 0.41801 | 0.22898 | 0.13309 | 0.72953 | 257.375 | 61.725 | 1048.625 | 162.175 | 0.076865 | 10168.6232 | 338.9975 | 637.1869 | 15.4171 | 66.853 | 30.3608 | 1.2888 | 3.7087 | 10622.0043 | 0.55352 | -1304.1748
444 | C-CLW-TOU-CC-FP-HC-R60 | 16 | 1.2 | 509.7502 | 0.34552 | 0.41823 | 0.23991 | 0.14364 | 0.73998 | 257.9 | 64.35 | 1048.625 | 134.675 | 0.083718 | 10025.8757 | 337.9 | 637.0892 | 15.4356 | 66.7187 | 30.4795 | 1.3034 | 3.724 | 10630.0849 | 0.5626 | -1279.7438
445 | C-CLW-TOU-CC-FP-HC-R60 | 19 | 0.5 | 434.9509 | 0.29482 | 0.41784 | 0.26859 | 0.14031 | 0.7202 | 255.725 | 74.425 | 1048.625 | 277.55 | 0.076523 | 10001.7619 | 334.4785 | 637.0502 | 15.4794 | 66.7061 | 30.701 | 1.2946 | 3.7218 | 10615.5413 | 0.55652 | -1231.799
446 | C-CLW-TOU-CC-FP-HC-R60 | 19 | 0.95 | 458.3511 | 0.31068 | 0.41772 | 0.29318 | 0.16858 | 0.7468 | 253.575 | 73.4 | 1048.625 | 215.325 | 0.088114 | 9616.4054 | 333.4584 | 637.0636 | 15.4914 | 65.8783 | 30.8404 | 1.3229 | 3.7215 | 10639.8993 | 0.57527 | -1137.6603
447 | C-CLW-TOU-CC-FP-HC-R60 | 19 | 1.45 | 470.2607 | 0.31876 | 0.41785 | 0.31112 | 0.18679 | 0.75364 | 253.725 | 76.35 | 1048.625 | 181.25 | 0.073062 | 9397.1514 | 332.2967 | 637.043 | 15.4887 | 65.5302 | 30.9562 | 1.3412 | 3.7282 | 10647.2195 | 0.5867 | -1129.4166
448 | C-CLW-TOU-CC-FP-HC-R60 | 22.5 | 0.55 | 393.9227 | 0.26701 | 0.41746 | 0.31823 | 0.17053 | 0.73755 | 254.625 | 86.6 | 1048.625 | 349.3 | 0.082329 | 9541.419 | 330.3662 | 636.9351 | 15.5283 | 65.9404 | 31.0623 | 1.3232 | 3.7329 | 10627.7708 | 0.57385 | -1075.4605
449 | C-CLW-TOU-CC-FP-HC-R60 | 22.5 | 1.15 | 419.6205 | 0.28443 | 0.41596 | 0.35863 | 0.2085 | 0.7632 | 252.425 | 88.625 | 1048.625 | 267.9 | 0.081811 | 9031.9507 | 328.4773 | 637.0097 | 15.5201 | 65.0237 | 31.2719 | 1.3599 | 3.7276 | 10653.7837 | 0.59641 | -986.6963
450 | C-CLW-TOU-CC-FP-HC-R60 | 22.5 | 1.7 | 430.691 | 0.29193 | 0.41787 | 0.3807 | 0.22813 | 0.76984 | 248.025 | 89.15 | 1048.625 | 237.575 | 0.088777 | 8775.9369 | 326.4068 | 636.9701 | 15.6899 | 64.697 | 31.4625 | 1.3823 | 3.7359 | 10660.1554 | 0.60715 | -975.2025
451 | ------ | 0 | 0 | #DIV/0! | #DIV/0! | #DIV/0! | #DIV/0! | #DIV/0! | 1 | 0 | 0 | 0 | 0 | 0 | 0 | 0 | 0 | #DIV/0! | #DIV/0! | #DIV/0! | #DIV/0! | #DIV/0! | 0 | #DIV/0! | 0
452 | ------ | 0 | 0 | #DIV/0! | #DIV/0! | #DIV/0! | #DIV/0! | #DIV/0! | 1 | 0 | 0 | 0 | 0 | 0 | 0 | 0 | 0 | #DIV/0! | #DIV/0! | #DIV/0! | #DIV/0! | #DIV/0! | 0 | #DIV/0! | 0
453 | ------ | 0 | 0 | #DIV/0! | #DIV/0! | #DIV/0! | #DIV/0! | #DIV/0! | 1 | 0 | 0 | 0 | 0 | 0 | 0 | 0 | 0 | #DIV/0! | #DIV/0! | #DIV/0! | #DIV/0! | #DIV/0! | 0 | #DIV/0! | 0
454 | ------ | 0 | 0 | #DIV/0! | #DIV/0! | #DIV/0! | #DIV/0! | #DIV/0! | 1 | 0 | 0 | 0 | 0 | 0 | 0 | 0 | 0 | #DIV/0! | #DIV/0! | #DIV/0! | #DIV/0! | #DIV/0! | 0 | #DIV/0! | 0
455 | ------ | 0 | 0 | #DIV/0! | #DIV/0! | #DIV/0! | #DIV/0! | #DIV/0! | 1 | 0 | 0 | 0 | 0 | 0 | 0 | 0 | 0 | #DIV/0! | #DIV/0! | #DIV/0! | #DIV/0! | #DIV/0! | 0 | #DIV/0! | 0
456 | ------ | 0 | 0 | #DIV/0! | #DIV/0! | #DIV/0! | #DIV/0! | #DIV/0! | 1 | 0 | 0 | 0 | 0 | 0 | 0 | 0 | 0 | #DIV/0! | #DIV/0! | #DIV/0! | #DIV/0! | #DIV/0! | 0 | #DIV/0! | 0
457 | ------ | 0 | 0 | #DIV/0! | #DIV/0! | #DIV/0! | #DIV/0! | #DIV/0! | 1 | 0 | 0 | 0 | 0 | 0 | 0 | 0 | 0 | #DIV/0! | #DIV/0! | #DIV/0! | #DIV/0! | #DIV/0! | 0 | #DIV/0! | 0
458 | ------ | 0 | 0 | #DIV/0! | #DIV/0! | #DIV/0! | #DIV/0! | #DIV/0! | 1 | 0 | 0 | 0 | 0 | 0 | 0 | 0 | 0 | #DIV/0! | #DIV/0! | #DIV/0! | #DIV/0! | #DIV/0! | 0 | #DIV/0! | 0
459 | ------ | 0 | 0 | #DIV/0! | #DIV/0! | #DIV/0! | #DIV/0! | #DIV/0! | 1 | 0 | 0 | 0 | 0 | 0 | 0 | 0 | 0 | #DIV/0! | #DIV/0! | #DIV/0! | #DIV/0! | #DIV/0! | 0 | #DIV/0! | 0
460 | ------ | 0 | 0 | #DIV/0! | #DIV/0! | #DIV/0! | #DIV/0! | #DIV/0! | 1 | 0 | 0 | 0 | 0 | 0 | 0 | 0 | 0 | #DIV/0! | #DIV/0! | #DIV/0! | #DIV/0! | #DIV/0! | 0 | #DIV/0! | 0
461 | ------ | 0 | 0 | #DIV/0! | #DIV/0! | #DIV/0! | #DIV/0! | #DIV/0! | 1 | 0 | 0 | 0 | 0 | 0 | 0 | 0 | 0 | #DIV/0! | #DIV/0! | #DIV/0! | #DIV/0! | #DIV/0! | 0 | #DIV/0! | 0
462 | ------ | 0 | 0 | #DIV/0! | #DIV/0! | #DIV/0! | #DIV/0! | #DIV/0! | 1 | 0 | 0 | 0 | 0 | 0 | 0 | 0 | 0 | #DIV/0! | #DIV/0! | #DIV/0! | #DIV/0! | #DIV/0! | 0 | #DIV/0! | 0
463 | ------ | 0 | 0 | #DIV/0! | #DIV/0! | #DIV/0! | #DIV/0! | #DIV/0! | 1 | 0 | 0 | 0 | 0 | 0 | 0 | 0 | 0 | #DIV/0! | #DIV/0! | #DIV/0! | #DIV/0! | #DIV/0! | 0 | #DIV/0! | 0
464 | ------ | 0 | 0 | #DIV/0! | #DIV/0! | #DIV/0! | #DIV/0! | #DIV/0! | 1 | 0 | 0 | 0 | 0 | 0 | 0 | 0 | 0 | #DIV/0! | #DIV/0! | #DIV/0! | #DIV/0! | #DIV/0! | 0 | #DIV/0! | 0
465 | ------ | 0 | 0 | #DIV/0! | #DIV/0! | #DIV/0! | #DIV/0! | #DIV/0! | 1 | 0 | 0 | 0 | 0 | 0 | 0 | 0 | 0 | #DIV/0! | #DIV/0! | #DIV/0! | #DIV/0! | #DIV/0! | 0 | #DIV/0! | 0
466 | ------ | 0 | 0 | #DIV/0! | #DIV/0! | #DIV/0! | #DIV/0! | #DIV/0! | 1 | 0 | 0 | 0 | 0 | 0 | 0 | 0 | 0 | #DIV/0! | #DIV/0! | #DIV/0! | #DIV/0! | #DIV/0! | 0 | #DIV/0! | 0
467 | ------ | 0 | 0 | #DIV/0! | #DIV/0! | #DIV/0! | #DIV/0! | #DIV/0! | 1 | 0 | 0 | 0 | 0 | 0 | 0 | 0 | 0 | #DIV/0! | #DIV/0! | #DIV/0! | #DIV/0! | #DIV/0! | 0 | #DIV/0! | 0
468 | ------ | 0 | 0 | #DIV/0! | #DIV/0! | #DIV/0! | #DIV/0! | #DIV/0! | 1 | 0 | 0 | 0 | 0 | 0 | 0 | 0 | 0 | #DIV/0! | #DIV/0! | #DIV/0! | #DIV/0! | #DIV/0! | 0 | #DIV/0! | 0
469 | ------ | 0 | 0 | #DIV/0! | #DIV/0! | #DIV/0! | #DIV/0! | #DIV/0! | 1 | 0 | 0 | 0 | 0 | 0 | 0 | 0 | 0 | #DIV/0! | #DIV/0! | #DIV/0! | #DIV/0! | #DIV/0! | 0 | #DIV/0! | 0
470 | ------ | 0 | 0 | #DIV/0! | #DIV/0! | #DIV/0! | #DIV/0! | #DIV/0! | 1 | 0 | 0 | 0 | 0 | 0 | 0 | 0 | 0 | #DIV/0! | #DIV/0! | #DIV/0! | #DIV/0! | #DIV/0! | 0 | #DIV/0! | 0
471 | ------ | 0 | 0 | #DIV/0! | #DIV/0! | #DIV/0! | #DIV/0! | #DIV/0! | 1 | 0 | 0 | 0 | 0 | 0 | 0 | 0 | 0 | #DIV/0! | #DIV/0! | #DIV/0! | #DIV/0! | #DIV/0! | 0 | #DIV/0! | 0
472 | ------ | 0 | 0 | #DIV/0! | #DIV/0! | #DIV/0! | #DIV/0! | #DIV/0! | 1 | 0 | 0 | 0 | 0 | 0 | 0 | 0 | 0 | #DIV/0! | #DIV/0! | #DIV/0! | #DIV/0! | #DIV/0! | 0 | #DIV/0! | 0
473 | ------ | 0 | 0 | #DIV/0! | #DIV/0! | #DIV/0! | #DIV/0! | #DIV/0! | 1 | 0 | 0 | 0 | 0 | 0 | 0 | 0 | 0 | #DIV/0! | #DIV/0! | #DIV/0! | #DIV/0! | #DIV/0! | 0 | #DIV/0! | 0
474 | ------ | 0 | 0 | #DIV/0! | #DIV/0! | #DIV/0! | #DIV/0! | #DIV/0! | 1 | 0 | 0 | 0 | 0 | 0 | 0 | 0 | 0 | #DIV/0! | #DIV/0! | #DIV/0! | #DIV/0! | #DIV/0! | 0 | #DIV/0! | 0
475 | ------ | 0 | 0 | #DIV/0! | #DIV/0! | #DIV/0! | #DIV/0! | #DIV/0! | 1 | 0 | 0 | 0 | 0 | 0 | 0 | 0 | 0 | #DIV/0! | #DIV/0! | #DIV/0! | #DIV/0! | #DIV/0! | 0 | #DIV/0! | 0
476 | ------ | 0 | 0 | #DIV/0! | #DIV/0! | #DIV/0! | #DIV/0! | #DIV/0! | 1 | 0 | 0 | 0 | 0 | 0 | 0 | 0 | 0 | #DIV/0! | #DIV/0! | #DIV/0! | #DIV/0! | #DIV/0! | 0 | #DIV/0! | 0
477 | ------ | 0 | 0 | #DIV/0! | #DIV/0! | #DIV/0! | #DIV/0! | #DIV/0! | 1 | 0 | 0 | 0 | 0 | 0 | 0 | 0 | 0 | #DIV/0! | #DIV/0! | #DIV/0! | #DIV/0! | #DIV/0! | 0 | #DIV/0! | 0
478 | ------ | 0 | 0 | #DIV/0! | #DIV/0! | #DIV/0! | #DIV/0! | #DIV/0! | 1 | 0 | 0 | 0 | 0 | 0 | 0 | 0 | 0 | #DIV/0! | #DIV/0! | #DIV/0! | #DIV/0! | #DIV/0! | 0 | #DIV/0! | 0
479 | ------ | 0 | 0 | #DIV/0! | #DIV/0! | #DIV/0! | #DIV/0! | #DIV/0! | 1 | 0 | 0 | 0 | 0 | 0 | 0 | 0 | 0 | #DIV/0! | #DIV/0! | #DIV/0! | #DIV/0! | #DIV/0! | 0 | #DIV/0! | 0
480 | ------ | 0 | 0 | #DIV/0! | #DIV/0! | #DIV/0! | #DIV/0! | #DIV/0! | 1 | 0 | 0 | 0 | 0 | 0 | 0 | 0 | 0 | #DIV/0! | #DIV/0! | #DIV/0! | #DIV/0! | #DIV/0! | 0 | #DIV/0! | 0
481 | ------ | 0 | 0 | #DIV/0! | #DIV/0! | #DIV/0! | #DIV/0! | #DIV/0! | 1 | 0 | 0 | 0 | 0 | 0 | 0 | 0 | 0 | #DIV/0! | #DIV/0! | #DIV/0! | #DIV/0! | #DIV/0! | 0 | #DIV/0! | 0
482 | ------ | 0 | 0 | #DIV/0! | #DIV/0! | #DIV/0! | #DIV/0! | #DIV/0! | 1 | 0 | 0 | 0 | 0 | 0 | 0 | 0 | 0 | #DIV/0! | #DIV/0! | #DIV/0! | #DIV/0! | #DIV/0! | 0 | #DIV/0! | 0
483 | ------ | 0 | 0 | #DIV/0! | #DIV/0! | #DIV/0! | #DIV/0! | #DIV/0! | 1 | 0 | 0 | 0 | 0 | 0 | 0 | 0 | 0 | #DIV/0! | #DIV/0! | #DIV/0! | #DIV/0! | #DIV/0! | 0 | #DIV/0! | 0
484 | ------ | 0 | 0 | #DIV/0! | #DIV/0! | #DIV/0! | #DIV/0! | #DIV/0! | 1 | 0 | 0 | 0 | 0 | 0 | 0 | 0 | 0 | #DIV/0! | #DIV/0! | #DIV/0! | #DIV/0! | #DIV/0! | 0 | #DIV/0! | 0
485 | ------ | 0 | 0 | #DIV/0! | #DIV/0! | #DIV/0! | #DIV/0! | #DIV/0! | 1 | 0 | 0 | 0 | 0 | 0 | 0 | 0 | 0 | #DIV/0! | #DIV/0! | #DIV/0! | #DIV/0! | #DIV/0! | 0 | #DIV/0! | 0
486 | ------ | 0 | 0 | #DIV/0! | #DIV/0! | #DIV/0! | #DIV/0! | #DIV/0! | 1 | 0 | 0 | 0 | 0 | 0 | 0 | 0 | 0 | #DIV/0! | #DIV/0! | #DIV/0! | #DIV/0! | #DIV/0! | 0 | #DIV/0! | 0
487 | ------ | 0 | 0 | #DIV/0! | #DIV/0! | #DIV/0! | #DIV/0! | #DIV/0! | 1 | 0 | 0 | 0 | 0 | 0 | 0 | 0 | 0 | #DIV/0! | #DIV/0! | #DIV/0! | #DIV/0! | #DIV/0! | 0 | #DIV/0! | 0
488 | ------ | 0 | 0 | #DIV/0! | #DIV/0! | #DIV/0! | #DIV/0! | #DIV/0! | 1 | 0 | 0 | 0 | 0 | 0 | 0 | 0 | 0 | #DIV/0! | #DIV/0! | #DIV/0! | #DIV/0! | #DIV/0! | 0 | #DIV/0! | 0
489 | ------ | 0 | 0 | #DIV/0! | #DIV/0! | #DIV/0! | #DIV/0! | #DIV/0! | 1 | 0 | 0 | 0 | 0 | 0 | 0 | 0 | 0 | #DIV/0! | #DIV/0! | #DIV/0! | #DIV/0! | #DIV/0! | 0 | #DIV/0! | 0
490 | ------ | 0 | 0 | #DIV/0! | #DIV/0! | #DIV/0! | #DIV/0! | #DIV/0! | 1 | 0 | 0 | 0 | 0 | 0 | 0 | 0 | 0 | #DIV/0! | #DIV/0! | #DIV/0! | #DIV/0! | #DIV/0! | 0 | #DIV/0! | 0
491 | ------ | 0 | 0 | #DIV/0! | #DIV/0! | #DIV/0! | #DIV/0! | #DIV/0! | 1 | 0 | 0 | 0 | 0 | 0 | 0 | 0 | 0 | #DIV/0! | #DIV/0! | #DIV/0! | #DIV/0! | #DIV/0! | 0 | #DIV/0! | 0
492 | ------ | 0 | 0 | #DIV/0! | #DIV/0! | #DIV/0! | #DIV/0! | #DIV/0! | 1 | 0 | 0 | 0 | 0 | 0 | 0 | 0 | 0 | #DIV/0! | #DIV/0! | #DIV/0! | #DIV/0! | #DIV/0! | 0 | #DIV/0! | 0
493 | ------ | 0 | 0 | #DIV/0! | #DIV/0! | #DIV/0! | #DIV/0! | #DIV/0! | 1 | 0 | 0 | 0 | 0 | 0 | 0 | 0 | 0 | #DIV/0! | #DIV/0! | #DIV/0! | #DIV/0! | #DIV/0! | 0 | #DIV/0! | 0
494 | ------ | 0 | 0 | #DIV/0! | #DIV/0! | #DIV/0! | #DIV/0! | #DIV/0! | 1 | 0 | 0 | 0 | 0 | 0 | 0 | 0 | 0 | #DIV/0! | #DIV/0! | #DIV/0! | #DIV/0! | #DIV/0! | 0 | #DIV/0! | 0
495 | ------ | 0 | 0 | #DIV/0! | #DIV/0! | #DIV/0! | #DIV/0! | #DIV/0! | 1 | 0 | 0 | 0 | 0 | 0 | 0 | 0 | 0 | #DIV/0! | #DIV/0! | #DIV/0! | #DIV/0! | #DIV/0! | 0 | #DIV/0! | 0
496 | ------ | 0 | 0 | #DIV/0! | #DIV/0! | #DIV/0! | #DIV/0! | #DIV/0! | 1 | 0 | 0 | 0 | 0 | 0 | 0 | 0 | 0 | #DIV/0! | #DIV/0! | #DIV/0! | #DIV/0! | #DIV/0! | 0 | #DIV/0! | 0
497 | ------ | 0 | 0 | #DIV/0! | #DIV/0! | #DIV/0! | #DIV/0! | #DIV/0! | 1 | 0 | 0 | 0 | 0 | 0 | 0 | 0 | 0 | #DIV/0! | #DIV/0! | #DIV/0! | #DIV/0! | #DIV/0! | 0 | #DIV/0! | 0
498 | ------ | 0 | 0 | #DIV/0! | #DIV/0! | #DIV/0! | #DIV/0! | #DIV/0! | 1 | 0 | 0 | 0 | 0 | 0 | 0 | 0 | 0 | #DIV/0! | #DIV/0! | #DIV/0! | #DIV/0! | #DIV/0! | 0 | #DIV/0! | 0
499 | ------ | 0 | 0 | #DIV/0! | #DIV/0! | #DIV/0! | #DIV/0! | #DIV/0! | 1 | 0 | 0 | 0 | 0 | 0 | 0 | 0 | 0 | #DIV/0! | #DIV/0! | #DIV/0! | #DIV/0! | #DIV/0! | 0 | #DIV/0! | 0
500 | ------ | 0 | 0 | #DIV/0! | #DIV/0! | #DIV/0! | #DIV/0! | #DIV/0! | 1 | 0 | 0 | 0 | 0 | 0 | 0 | 0 | 0 | #DIV/0! | #DIV/0! | #DIV/0! | #DIV/0! | #DIV/0! | 0 | #DIV/0! | 0
501 | ------ | 0 | 0 | #DIV/0! | #DIV/0! | #DIV/0! | #DIV/0! | #DIV/0! | 1 | 0 | 0 | 0 | 0 | 0 | 0 | 0 | 0 | #DIV/0! | #DIV/0! | #DIV/0! | #DIV/0! | #DIV/0! | 0 | #DIV/0! | 0
502 | ------ | 0 | 0 | #DIV/0! | #DIV/0! | #DIV/0! | #DIV/0! | #DIV/0! | 1 | 0 | 0 | 0 | 0 | 0 | 0 | 0 | 0 | #DIV/0! | #DIV/0! | #DIV/0! | #DIV/0! | #DIV/0! | 0 | #DIV/0! | 0
503 | ------ | 0 | 0 | #DIV/0! | #DIV/0! | #DIV/0! | #DIV/0! | #DIV/0! | 1 | 0 | 0 | 0 | 0 | 0 | 0 | 0 | 0 | #DIV/0! | #DIV/0! | #DIV/0! | #DIV/0! | #DIV/0! | 0 | #DIV/0! | 0
504 | ------ | 0 | 0 | #DIV/0! | #DIV/0! | #DIV/0! | #DIV/0! | #DIV/0! | 1 | 0 | 0 | 0 | 0 | 0 | 0 | 0 | 0 | #DIV/0! | #DIV/0! | #DIV/0! | #DIV/0! | #DIV/0! | 0 | #DIV/0! | 0
505 | ------ | 0 | 0 | #DIV/0! | #DIV/0! | #DIV/0! | #DIV/0! | #DIV/0! | 1 | 0 | 0 | 0 | 0 | 0 | 0 | 0 | 0 | #DIV/0! | #DIV/0! | #DIV/0! | #DIV/0! | #DIV/0! | 0 | #DIV/0! | 0
506 | ------ | 0 | 0 | #DIV/0! | #DIV/0! | #DIV/0! | #DIV/0! | #DIV/0! | 1 | 0 | 0 | 0 | 0 | 0 | 0 | 0 | 0 | #DIV/0! | #DIV/0! | #DIV/0! | #DIV/0! | #DIV/0! | 0 | #DIV/0! | 0
507 | ------ | 0 | 0 | #DIV/0! | #DIV/0! | #DIV/0! | #DIV/0! | #DIV/0! | 1 | 0 | 0 | 0 | 0 | 0 | 0 | 0 | 0 | #DIV/0! | #DIV/0! | #DIV/0! | #DIV/0! | #DIV/0! | 0 | #DIV/0! | 0
508 | ------ | 0 | 0 | #DIV/0! | #DIV/0! | #DIV/0! | #DIV/0! | #DIV/0! | 1 | 0 | 0 | 0 | 0 | 0 | 0 | 0 | 0 | #DIV/0! | #DIV/0! | #DIV/0! | #DIV/0! | #DIV/0! | 0 | #DIV/0! | 0
509 | ------ | 0 | 0 | #DIV/0! | #DIV/0! | #DIV/0! | #DIV/0! | #DIV/0! | 1 | 0 | 0 | 0 | 0 | 0 | 0 | 0 | 0 | #DIV/0! | #DIV/0! | #DIV/0! | #DIV/0! | #DIV/0! | 0 | #DIV/0! | 0
510 | ------ | 0 | 0 | #DIV/0! | #DIV/0! | #DIV/0! | #DIV/0! | #DIV/0! | 1 | 0 | 0 | 0 | 0 | 0 | 0 | 0 | 0 | #DIV/0! | #DIV/0! | #DIV/0! | #DIV/0! | #DIV/0! | 0 | #DIV/0! | 0
511 | ------ | 0 | 0 | #DIV/0! | #DIV/0! | #DIV/0! | #DIV/0! | #DIV/0! | 1 | 0 | 0 | 0 | 0 | 0 | 0 | 0 | 0 | #DIV/0! | #DIV/0! | #DIV/0! | #DIV/0! | #DIV/0! | 0 | #DIV/0! | 0
512 | ------ | 0 | 0 | #DIV/0! | #DIV/0! | #DIV/0! | #DIV/0! | #DIV/0! | 1 | 0 | 0 | 0 | 0 | 0 | 0 | 0 | 0 | #DIV/0! | #DIV/0! | #DIV/0! | #DIV/0! | #DIV/0! | 0 | #DIV/0! | 0
513 | ------ | 0 | 0 | #DIV/0! | #DIV/0! | #DIV/0! | #DIV/0! | #DIV/0! | 1 | 0 | 0 | 0 | 0 | 0 | 0 | 0 | 0 | #DIV/0! | #DIV/0! | #DIV/0! | #DIV/0! | #DIV/0! | 0 | #DIV/0! | 0
514 | ------ | 0 | 0 | #DIV/0! | #DIV/0! | #DIV/0! | #DIV/0! | #DIV/0! | 1 | 0 | 0 | 0 | 0 | 0 | 0 | 0 | 0 | #DIV/0! | #DIV/0! | #DIV/0! | #DIV/0! | #DIV/0! | 0 | #DIV/0! | 0
515 | ------ | 0 | 0 | #DIV/0! | #DIV/0! | #DIV/0! | #DIV/0! | #DIV/0! | 1 | 0 | 0 | 0 | 0 | 0 | 0 | 0 | 0 | #DIV/0! | #DIV/0! | #DIV/0! | #DIV/0! | #DIV/0! | 0 | #DIV/0! | 0
516 | ------ | 0 | 0 | #DIV/0! | #DIV/0! | #DIV/0! | #DIV/0! | #DIV/0! | 1 | 0 | 0 | 0 | 0 | 0 | 0 | 0 | 0 | #DIV/0! | #DIV/0! | #DIV/0! | #DIV/0! | #DIV/0! | 0 | #DIV/0! | 0
517 | ------ | 0 | 0 | #DIV/0! | #DIV/0! | #DIV/0! | #DIV/0! | #DIV/0! | 1 | 0 | 0 | 0 | 0 | 0 | 0 | 0 | 0 | #DIV/0! | #DIV/0! | #DIV/0! | #DIV/0! | #DIV/0! | 0 | #DIV/0! | 0
518 | ------ | 0 | 0 | #DIV/0! | #DIV/0! | #DIV/0! | #DIV/0! | #DIV/0! | 1 | 0 | 0 | 0 | 0 | 0 | 0 | 0 | 0 | #DIV/0! | #DIV/0! | #DIV/0! | #DIV/0! | #DIV/0! | 0 | #DIV/0! | 0
519 | ------ | 0 | 0 | #DIV/0! | #DIV/0! | #DIV/0! | #DIV/0! | #DIV/0! | 1 | 0 | 0 | 0 | 0 | 0 | 0 | 0 | 0 | #DIV/0! | #DIV/0! | #DIV/0! | #DIV/0! | #DIV/0! | 0 | #DIV/0! | 0
520 | ------ | 0 | 0 | #DIV/0! | #DIV/0! | #DIV/0! | #DIV/0! | #DIV/0! | 1 | 0 | 0 | 0 | 0 | 0 | 0 | 0 | 0 | #DIV/0! | #DIV/0! | #DIV/0! | #DIV/0! | #DIV/0! | 0 | #DIV/0! | 0
521 | ------ | 0 | 0 | #DIV/0! | #DIV/0! | #DIV/0! | #DIV/0! | #DIV/0! | 1 | 0 | 0 | 0 | 0 | 0 | 0 | 0 | 0 | #DIV/0! | #DIV/0! | #DIV/0! | #DIV/0! | #DIV/0! | 0 | #DIV/0! | 0
522 | ------ | 0 | 0 | #DIV/0! | #DIV/0! | #DIV/0! | #DIV/0! | #DIV/0! | 1 | 0 | 0 | 0 | 0 | 0 | 0 | 0 | 0 | #DIV/0! | #DIV/0! | #DIV/0! | #DIV/0! | #DIV/0! | 0 | #DIV/0! | 0
523 | ------ | 0 | 0 | #DIV/0! | #DIV/0! | #DIV/0! | #DIV/0! | #DIV/0! | 1 | 0 | 0 | 0 | 0 | 0 | 0 | 0 | 0 | #DIV/0! | #DIV/0! | #DIV/0! | #DIV/0! | #DIV/0! | 0 | #DIV/0! | 0
524 | ------ | 0 | 0 | #DIV/0! | #DIV/0! | #DIV/0! | #DIV/0! | #DIV/0! | 1 | 0 | 0 | 0 | 0 | 0 | 0 | 0 | 0 | #DIV/0! | #DIV/0! | #DIV/0! | #DIV/0! | #DIV/0! | 0 | #DIV/0! | 0
525 | ------ | 0 | 0 | #DIV/0! | #DIV/0! | #DIV/0! | #DIV/0! | #DIV/0! | 1 | 0 | 0 | 0 | 0 | 0 | 0 | 0 | 0 | #DIV/0! | #DIV/0! | #DIV/0! | #DIV/0! | #DIV/0! | 0 | #DIV/0! | 0
526 | ------ | 0 | 0 | #DIV/0! | #DIV/0! | #DIV/0! | #DIV/0! | #DIV/0! | 1 | 0 | 0 | 0 | 0 | 0 | 0 | 0 | 0 | #DIV/0! | #DIV/0! | #DIV/0! | #DIV/0! | #DIV/0! | 0 | #DIV/0! | 0
527 | ------ | 0 | 0 | #DIV/0! | #DIV/0! | #DIV/0! | #DIV/0! | #DIV/0! | 1 | 0 | 0 | 0 | 0 | 0 | 0 | 0 | 0 | #DIV/0! | #DIV/0! | #DIV/0! | #DIV/0! | #DIV/0! | 0 | #DIV/0! | 0
528 | ------ | 0 | 0 | #DIV/0! | #DIV/0! | #DIV/0! | #DIV/0! | #DIV/0! | 1 | 0 | 0 | 0 | 0 | 0 | 0 | 0 | 0 | #DIV/0! | #DIV/0! | #DIV/0! | #DIV/0! | #DIV/0! | 0 | #DIV/0! | 0
529 | ------ | 0 | 0 | #DIV/0! | #DIV/0! | #DIV/0! | #DIV/0! | #DIV/0! | 1 | 0 | 0 | 0 | 0 | 0 | 0 | 0 | 0 | #DIV/0! | #DIV/0! | #DIV/0! | #DIV/0! | #DIV/0! | 0 | #DIV/0! | 0
530 | ------ | 0 | 0 | #DIV/0! | #DIV/0! | #DIV/0! | #DIV/0! | #DIV/0! | 1 | 0 | 0 | 0 | 0 | 0 | 0 | 0 | 0 | #DIV/0! | #DIV/0! | #DIV/0! | #DIV/0! | #DIV/0! | 0 | #DIV/0! | 0
531 | ------ | 0 | 0 | #DIV/0! | #DIV/0! | #DIV/0! | #DIV/0! | #DIV/0! | 1 | 0 | 0 | 0 | 0 | 0 | 0 | 0 | 0 | #DIV/0! | #DIV/0! | #DIV/0! | #DIV/0! | #DIV/0! | 0 | #DIV/0! | 0
532 | ------ | 0 | 0 | #DIV/0! | #DIV/0! | #DIV/0! | #DIV/0! | #DIV/0! | 1 | 0 | 0 | 0 | 0 | 0 | 0 | 0 | 0 | #DIV/0! | #DIV/0! | #DIV/0! | #DIV/0! | #DIV/0! | 0 | #DIV/0! | 0
533 | ------ | 0 | 0 | #DIV/0! | #DIV/0! | #DIV/0! | #DIV/0! | #DIV/0! | 1 | 0 | 0 | 0 | 0 | 0 | 0 | 0 | 0 | #DIV/0! | #DIV/0! | #DIV/0! | #DIV/0! | #DIV/0! | 0 | #DIV/0! | 0
534 | ------ | 0 | 0 | #DIV/0! | #DIV/0! | #DIV/0! | #DIV/0! | #DIV/0! | 1 | 0 | 0 | 0 | 0 | 0 | 0 | 0 | 0 | #DIV/0! | #DIV/0! | #DIV/0! | #DIV/0! | #DIV/0! | 0 | #DIV/0! | 0
535 | ------ | 0 | 0 | #DIV/0! | #DIV/0! | #DIV/0! | #DIV/0! | #DIV/0! | 1 | 0 | 0 | 0 | 0 | 0 | 0 | 0 | 0 | #DIV/0! | #DIV/0! | #DIV/0! | #DIV/0! | #DIV/0! | 0 | #DIV/0! | 0
536 | ------ | 0 | 0 | #DIV/0! | #DIV/0! | #DIV/0! | #DIV/0! | #DIV/0! | 1 | 0 | 0 | 0 | 0 | 0 | 0 | 0 | 0 | #DIV/0! | #DIV/0! | #DIV/0! | #DIV/0! | #DIV/0! | 0 | #DIV/0! | 0
537 | ------ | 0 | 0 | #DIV/0! | #DIV/0! | #DIV/0! | #DIV/0! | #DIV/0! | 1 | 0 | 0 | 0 | 0 | 0 | 0 | 0 | 0 | #DIV/0! | #DIV/0! | #DIV/0! | #DIV/0! | #DIV/0! | 0 | #DIV/0! | 0
538 | ------ | 0 | 0 | #DIV/0! | #DIV/0! | #DIV/0! | #DIV/0! | #DIV/0! | 1 | 0 | 0 | 0 | 0 | 0 | 0 | 0 | 0 | #DIV/0! | #DIV/0! | #DIV/0! | #DIV/0! | #DIV/0! | 0 | #DIV/0! | 0
539 | ------ | 0 | 0 | #DIV/0! | #DIV/0! | #DIV/0! | #DIV/0! | #DIV/0! | 1 | 0 | 0 | 0 | 0 | 0 | 0 | 0 | 0 | #DIV/0! | #DIV/0! | #DIV/0! | #DIV/0! | #DIV/0! | 0 | #DIV/0! | 0
540 | ------ | 0 | 0 | #DIV/0! | #DIV/0! | #DIV/0! | #DIV/0! | #DIV/0! | 1 | 0 | 0 | 0 | 0 | 0 | 0 | 0 | 0 | #DIV/0! | #DIV/0! | #DIV/0! | #DIV/0! | #DIV/0! | 0 | #DIV/0! | 0
541 | ------ | 0 | 0 | #DIV/0! | #DIV/0! | #DIV/0! | #DIV/0! | #DIV/0! | 1 | 0 | 0 | 0 | 0 | 0 | 0 | 0 | 0 | #DIV/0! | #DIV/0! | #DIV/0! | #DIV/0! | #DIV/0! | 0 | #DIV/0! | 0
542 | ------ | 0 | 0 | #DIV/0! | #DIV/0! | #DIV/0! | #DIV/0! | #DIV/0! | 1 | 0 | 0 | 0 | 0 | 0 | 0 | 0 | 0 | #DIV/0! | #DIV/0! | #DIV/0! | #DIV/0! | #DIV/0! | 0 | #DIV/0! | 0
543 | ------ | 0 | 0 | #DIV/0! | #DIV/0! | #DIV/0! | #DIV/0! | #DIV/0! | 1 | 0 | 0 | 0 | 0 | 0 | 0 | 0 | 0 | #DIV/0! | #DIV/0! | #DIV/0! | #DIV/0! | #DIV/0! | 0 | #DIV/0! | 0
544 | ------ | 0 | 0 | #DIV/0! | #DIV/0! | #DIV/0! | #DIV/0! | #DIV/0! | 1 | 0 | 0 | 0 | 0 | 0 | 0 | 0 | 0 | #DIV/0! | #DIV/0! | #DIV/0! | #DIV/0! | #DIV/0! | 0 | #DIV/0! | 0
545 | ------ | 0 | 0 | #DIV/0! | #DIV/0! | #DIV/0! | #DIV/0! | #DIV/0! | 1 | 0 | 0 | 0 | 0 | 0 | 0 | 0 | 0 | #DIV/0! | #DIV/0! | #DIV/0! | #DIV/0! | #DIV/0! | 0 | #DIV/0! | 0
546 | ------ | 0 | 0 | #DIV/0! | #DIV/0! | #DIV/0! | #DIV/0! | #DIV/0! | 1 | 0 | 0 | 0 | 0 | 0 | 0 | 0 | 0 | #DIV/0! | #DIV/0! | #DIV/0! | #DIV/0! | #DIV/0! | 0 | #DIV/0! | 0
547 | ------ | 0 | 0 | #DIV/0! | #DIV/0! | #DIV/0! | #DIV/0! | #DIV/0! | 1 | 0 | 0 | 0 | 0 | 0 | 0 | 0 | 0 | #DIV/0! | #DIV/0! | #DIV/0! | #DIV/0! | #DIV/0! | 0 | #DIV/0! | 0
548 | ------ | 0 | 0 | #DIV/0! | #DIV/0! | #DIV/0! | #DIV/0! | #DIV/0! | 1 | 0 | 0 | 0 | 0 | 0 | 0 | 0 | 0 | #DIV/0! | #DIV/0! | #DIV/0! | #DIV/0! | #DIV/0! | 0 | #DIV/0! | 0
549 | ------ | 0 | 0 | #DIV/0! | #DIV/0! | #DIV/0! | #DIV/0! | #DIV/0! | 1 | 0 | 0 | 0 | 0 | 0 | 0 | 0 | 0 | #DIV/0! | #DIV/0! | #DIV/0! | #DIV/0! | #DIV/0! | 0 | #DIV/0! | 0
550 | ------ | 0 | 0 | #DIV/0! | #DIV/0! | #DIV/0! | #DIV/0! | #DIV/0! | 1 | 0 | 0 | 0 | 0 | 0 | 0 | 0 | 0 | #DIV/0! | #DIV/0! | #DIV/0! | #DIV/0! | #DIV/0! | 0 | #DIV/0! | 0
551 | ------ | 0 | 0 | #DIV/0! | #DIV/0! | #DIV/0! | #DIV/0! | #DIV/0! | 1 | 0 | 0 | 0 | 0 | 0 | 0 | 0 | 0 | #DIV/0! | #DIV/0! | #DIV/0! | #DIV/0! | #DIV/0! | 0 | #DIV/0! | 0
552 | ------ | 0 | 0 | #DIV/0! | #DIV/0! | #DIV/0! | #DIV/0! | #DIV/0! | 1 | 0 | 0 | 0 | 0 | 0 | 0 | 0 | 0 | #DIV/0! | #DIV/0! | #DIV/0! | #DIV/0! | #DIV/0! | 0 | #DIV/0! | 0
553 | ------ | 0 | 0 | #DIV/0! | #DIV/0! | #DIV/0! | #DIV/0! | #DIV/0! | 1 | 0 | 0 | 0 | 0 | 0 | 0 | 0 | 0 | #DIV/0! | #DIV/0! | #DIV/0! | #DIV/0! | #DIV/0! | 0 | #DIV/0! | 0
554 | ------ | 0 | 0 | #DIV/0! | #DIV/0! | #DIV/0! | #DIV/0! | #DIV/0! | 1 | 0 | 0 | 0 | 0 | 0 | 0 | 0 | 0 | #DIV/0! | #DIV/0! | #DIV/0! | #DIV/0! | #DIV/0! | 0 | #DIV/0! | 0
555 | ------ | 0 | 0 | #DIV/0! | #DIV/0! | #DIV/0! | #DIV/0! | #DIV/0! | 1 | 0 | 0 | 0 | 0 | 0 | 0 | 0 | 0 | #DIV/0! | #DIV/0! | #DIV/0! | #DIV/0! | #DIV/0! | 0 | #DIV/0! | 0
556 | ------ | 0 | 0 | #DIV/0! | #DIV/0! | #DIV/0! | #DIV/0! | #DIV/0! | 1 | 0 | 0 | 0 | 0 | 0 | 0 | 0 | 0 | #DIV/0! | #DIV/0! | #DIV/0! | #DIV/0! | #DIV/0! | 0 | #DIV/0! | 0
557 | ------ | 0 | 0 | #DIV/0! | #DIV/0! | #DIV/0! | #DIV/0! | #DIV/0! | 1 | 0 | 0 | 0 | 0 | 0 | 0 | 0 | 0 | #DIV/0! | #DIV/0! | #DIV/0! | #DIV/0! | #DIV/0! | 0 | #DIV/0! | 0
558 | ------ | 0 | 0 | #DIV/0! | #DIV/0! | #DIV/0! | #DIV/0! | #DIV/0! | 1 | 0 | 0 | 0 | 0 | 0 | 0 | 0 | 0 | #DIV/0! | #DIV/0! | #DIV/0! | #DIV/0! | #DIV/0! | 0 | #DIV/0! | 0
559 | ------ | 0 | 0 | #DIV/0! | #DIV/0! | #DIV/0! | #DIV/0! | #DIV/0! | 1 | 0 | 0 | 0 | 0 | 0 | 0 | 0 | 0 | #DIV/0! | #DIV/0! | #DIV/0! | #DIV/0! | #DIV/0! | 0 | #DIV/0! | 0
560 | ------ | 0 | 0 | #DIV/0! | #DIV/0! | #DIV/0! | #DIV/0! | #DIV/0! | 1 | 0 | 0 | 0 | 0 | 0 | 0 | 0 | 0 | #DIV/0! | #DIV/0! | #DIV/0! | #DIV/0! | #DIV/0! | 0 | #DIV/0! | 0
561 | ------ | 0 | 0 | #DIV/0! | #DIV/0! | #DIV/0! | #DIV/0! | #DIV/0! | 1 | 0 | 0 | 0 | 0 | 0 | 0 | 0 | 0 | #DIV/0! | #DIV/0! | #DIV/0! | #DIV/0! | #DIV/0! | 0 | #DIV/0! | 0
562 | ------ | 0 | 0 | #DIV/0! | #DIV/0! | #DIV/0! | #DIV/0! | #DIV/0! | 1 | 0 | 0 | 0 | 0 | 0 | 0 | 0 | 0 | #DIV/0! | #DIV/0! | #DIV/0! | #DIV/0! | #DIV/0! | 0 | #DIV/0! | 0
563 | ------ | 0 | 0 | #DIV/0! | #DIV/0! | #DIV/0! | #DIV/0! | #DIV/0! | 1 | 0 | 0 | 0 | 0 | 0 | 0 | 0 | 0 | #DIV/0! | #DIV/0! | #DIV/0! | #DIV/0! | #DIV/0! | 0 | #DIV/0! | 0
564 | ------ | 0 | 0 | #DIV/0! | #DIV/0! | #DIV/0! | #DIV/0! | #DIV/0! | 1 | 0 | 0 | 0 | 0 | 0 | 0 | 0 | 0 | #DIV/0! | #DIV/0! | #DIV/0! | #DIV/0! | #DIV/0! | 0 | #DIV/0! | 0
565 | ------ | 0 | 0 | #DIV/0! | #DIV/0! | #DIV/0! | #DIV/0! | #DIV/0! | 1 | 0 | 0 | 0 | 0 | 0 | 0 | 0 | 0 | #DIV/0! | #DIV/0! | #DIV/0! | #DIV/0! | #DIV/0! | 0 | #DIV/0! | 0
566 | ------ | 0 | 0 | #DIV/0! | #DIV/0! | #DIV/0! | #DIV/0! | #DIV/0! | 1 | 0 | 0 | 0 | 0 | 0 | 0 | 0 | 0 | #DIV/0! | #DIV/0! | #DIV/0! | #DIV/0! | #DIV/0! | 0 | #DIV/0! | 0
567 | ------ | 0 | 0 | #DIV/0! | #DIV/0! | #DIV/0! | #DIV/0! | #DIV/0! | 1 | 0 | 0 | 0 | 0 | 0 | 0 | 0 | 0 | #DIV/0! | #DIV/0! | #DIV/0! | #DIV/0! | #DIV/0! | 0 | #DIV/0! | 0
568 | ------ | 0 | 0 | #DIV/0! | #DIV/0! | #DIV/0! | #DIV/0! | #DIV/0! | 1 | 0 | 0 | 0 | 0 | 0 | 0 | 0 | 0 | #DIV/0! | #DIV/0! | #DIV/0! | #DIV/0! | #DIV/0! | 0 | #DIV/0! | 0
569 | ------ | 0 | 0 | #DIV/0! | #DIV/0! | #DIV/0! | #DIV/0! | #DIV/0! | 1 | 0 | 0 | 0 | 0 | 0 | 0 | 0 | 0 | #DIV/0! | #DIV/0! | #DIV/0! | #DIV/0! | #DIV/0! | 0 | #DIV/0! | 0
570 | ------ | 0 | 0 | #DIV/0! | #DIV/0! | #DIV/0! | #DIV/0! | #DIV/0! | 1 | 0 | 0 | 0 | 0 | 0 | 0 | 0 | 0 | #DIV/0! | #DIV/0! | #DIV/0! | #DIV/0! | #DIV/0! | 0 | #DIV/0! | 0
571 | ------ | 0 | 0 | #DIV/0! | #DIV/0! | #DIV/0! | #DIV/0! | #DIV/0! | 1 | 0 | 0 | 0 | 0 | 0 | 0 | 0 | 0 | #DIV/0! | #DIV/0! | #DIV/0! | #DIV/0! | #DIV/0! | 0 | #DIV/0! | 0
572 | ------ | 0 | 0 | #DIV/0! | #DIV/0! | #DIV/0! | #DIV/0! | #DIV/0! | 1 | 0 | 0 | 0 | 0 | 0 | 0 | 0 | 0 | #DIV/0! | #DIV/0! | #DIV/0! | #DIV/0! | #DIV/0! | 0 | #DIV/0! | 0
573 | ------ | 0 | 0 | #DIV/0! | #DIV/0! | #DIV/0! | #DIV/0! | #DIV/0! | 1 | 0 | 0 | 0 | 0 | 0 | 0 | 0 | 0 | #DIV/0! | #DIV/0! | #DIV/0! | #DIV/0! | #DIV/0! | 0 | #DIV/0! | 0
574 | ------ | 0 | 0 | #DIV/0! | #DIV/0! | #DIV/0! | #DIV/0! | #DIV/0! | 1 | 0 | 0 | 0 | 0 | 0 | 0 | 0 | 0 | #DIV/0! | #DIV/0! | #DIV/0! | #DIV/0! | #DIV/0! | 0 | #DIV/0! | 0
575 | ------ | 0 | 0 | #DIV/0! | #DIV/0! | #DIV/0! | #DIV/0! | #DIV/0! | 1 | 0 | 0 | 0 | 0 | 0 | 0 | 0 | 0 | #DIV/0! | #DIV/0! | #DIV/0! | #DIV/0! | #DIV/0! | 0 | #DIV/0! | 0
576 | ------ | 0 | 0 | #DIV/0! | #DIV/0! | #DIV/0! | #DIV/0! | #DIV/0! | 1 | 0 | 0 | 0 | 0 | 0 | 0 | 0 | 0 | #DIV/0! | #DIV/0! | #DIV/0! | #DIV/0! | #DIV/0! | 0 | #DIV/0! | 0
577 | ------ | 0 | 0 | #DIV/0! | #DIV/0! | #DIV/0! | #DIV/0! | #DIV/0! | 1 | 0 | 0 | 0 | 0 | 0 | 0 | 0 | 0 | #DIV/0! | #DIV/0! | #DIV/0! | #DIV/0! | #DIV/0! | 0 | #DIV/0! | 0
578 | ------ | 0 | 0 | #DIV/0! | #DIV/0! | #DIV/0! | #DIV/0! | #DIV/0! | 1 | 0 | 0 | 0 | 0 | 0 | 0 | 0 | 0 | #DIV/0! | #DIV/0! | #DIV/0! | #DIV/0! | #DIV/0! | 0 | #DIV/0! | 0
579 | ------ | 0 | 0 | #DIV/0! | #DIV/0! | #DIV/0! | #DIV/0! | #DIV/0! | 1 | 0 | 0 | 0 | 0 | 0 | 0 | 0 | 0 | #DIV/0! | #DIV/0! | #DIV/0! | #DIV/0! | #DIV/0! | 0 | #DIV/0! | 0
580 | ------ | 0 | 0 | #DIV/0! | #DIV/0! | #DIV/0! | #DIV/0! | #DIV/0! | 1 | 0 | 0 | 0 | 0 | 0 | 0 | 0 | 0 | #DIV/0! | #DIV/0! | #DIV/0! | #DIV/0! | #DIV/0! | 0 | #DIV/0! | 0
581 | ------ | 0 | 0 | #DIV/0! | #DIV/0! | #DIV/0! | #DIV/0! | #DIV/0! | 1 | 0 | 0 | 0 | 0 | 0 | 0 | 0 | 0 | #DIV/0! | #DIV/0! | #DIV/0! | #DIV/0! | #DIV/0! | 0 | #DIV/0! | 0
582 | ------ | 0 | 0 | #DIV/0! | #DIV/0! | #DIV/0! | #DIV/0! | #DIV/0! | 1 | 0 | 0 | 0 | 0 | 0 | 0 | 0 | 0 | #DIV/0! | #DIV/0! | #DIV/0! | #DIV/0! | #DIV/0! | 0 | #DIV/0! | 0
583 | ------ | 0 | 0 | #DIV/0! | #DIV/0! | #DIV/0! | #DIV/0! | #DIV/0! | 1 | 0 | 0 | 0 | 0 | 0 | 0 | 0 | 0 | #DIV/0! | #DIV/0! | #DIV/0! | #DIV/0! | #DIV/0! | 0 | #DIV/0! | 0
584 | ------ | 0 | 0 | #DIV/0! | #DIV/0! | #DIV/0! | #DIV/0! | #DIV/0! | 1 | 0 | 0 | 0 | 0 | 0 | 0 | 0 | 0 | #DIV/0! | #DIV/0! | #DIV/0! | #DIV/0! | #DIV/0! | 0 | #DIV/0! | 0
585 | ------ | 0 | 0 | #DIV/0! | #DIV/0! | #DIV/0! | #DIV/0! | #DIV/0! | 1 | 0 | 0 | 0 | 0 | 0 | 0 | 0 | 0 | #DIV/0! | #DIV/0! | #DIV/0! | #DIV/0! | #DIV/0! | 0 | #DIV/0! | 0
586 | ------ | 0 | 0 | #DIV/0! | #DIV/0! | #DIV/0! | #DIV/0! | #DIV/0! | 1 | 0 | 0 | 0 | 0 | 0 | 0 | 0 | 0 | #DIV/0! | #DIV/0! | #DIV/0! | #DIV/0! | #DIV/0! | 0 | #DIV/0! | 0
587 | ------ | 0 | 0 | #DIV/0! | #DIV/0! | #DIV/0! | #DIV/0! | #DIV/0! | 1 | 0 | 0 | 0 | 0 | 0 | 0 | 0 | 0 | #DIV/0! | #DIV/0! | #DIV/0! | #DIV/0! | #DIV/0! | 0 | #DIV/0! | 0
588 | ------ | 0 | 0 | #DIV/0! | #DIV/0! | #DIV/0! | #DIV/0! | #DIV/0! | 1 | 0 | 0 | 0 | 0 | 0 | 0 | 0 | 0 | #DIV/0! | #DIV/0! | #DIV/0! | #DIV/0! | #DIV/0! | 0 | #DIV/0! | 0
589 | ------ | 0 | 0 | #DIV/0! | #DIV/0! | #DIV/0! | #DIV/0! | #DIV/0! | 1 | 0 | 0 | 0 | 0 | 0 | 0 | 0 | 0 | #DIV/0! | #DIV/0! | #DIV/0! | #DIV/0! | #DIV/0! | 0 | #DIV/0! | 0
590 | ------ | 0 | 0 | #DIV/0! | #DIV/0! | #DIV/0! | #DIV/0! | #DIV/0! | 1 | 0 | 0 | 0 | 0 | 0 | 0 | 0 | 0 | #DIV/0! | #DIV/0! | #DIV/0! | #DIV/0! | #DIV/0! | 0 | #DIV/0! | 0
591 | ------ | 0 | 0 | #DIV/0! | #DIV/0! | #DIV/0! | #DIV/0! | #DIV/0! | 1 | 0 | 0 | 0 | 0 | 0 | 0 | 0 | 0 | #DIV/0! | #DIV/0! | #DIV/0! | #DIV/0! | #DIV/0! | 0 | #DIV/0! | 0
592 | ------ | 0 | 0 | #DIV/0! | #DIV/0! | #DIV/0! | #DIV/0! | #DIV/0! | 1 | 0 | 0 | 0 | 0 | 0 | 0 | 0 | 0 | #DIV/0! | #DIV/0! | #DIV/0! | #DIV/0! | #DIV/0! | 0 | #DIV/0! | 0
593 | ------ | 0 | 0 | #DIV/0! | #DIV/0! | #DIV/0! | #DIV/0! | #DIV/0! | 1 | 0 | 0 | 0 | 0 | 0 | 0 | 0 | 0 | #DIV/0! | #DIV/0! | #DIV/0! | #DIV/0! | #DIV/0! | 0 | #DIV/0! | 0
594 | ------ | 0 | 0 | #DIV/0! | #DIV/0! | #DIV/0! | #DIV/0! | #DIV/0! | 1 | 0 | 0 | 0 | 0 | 0 | 0 | 0 | 0 | #DIV/0! | #DIV/0! | #DIV/0! | #DIV/0! | #DIV/0! | 0 | #DIV/0! | 0
595 | ------ | 0 | 0 | #DIV/0! | #DIV/0! | #DIV/0! | #DIV/0! | #DIV/0! | 1 | 0 | 0 | 0 | 0 | 0 | 0 | 0 | 0 | #DIV/0! | #DIV/0! | #DIV/0! | #DIV/0! | #DIV/0! | 0 | #DIV/0! | 0
596 | ------ | 0 | 0 | #DIV/0! | #DIV/0! | #DIV/0! | #DIV/0! | #DIV/0! | 1 | 0 | 0 | 0 | 0 | 0 | 0 | 0 | 0 | #DIV/0! | #DIV/0! | #DIV/0! | #DIV/0! | #DIV/0! | 0 | #DIV/0! | 0
597 | ------ | 0 | 0 | #DIV/0! | #DIV/0! | #DIV/0! | #DIV/0! | #DIV/0! | 1 | 0 | 0 | 0 | 0 | 0 | 0 | 0 | 0 | #DIV/0! | #DIV/0! | #DIV/0! | #DIV/0! | #DIV/0! | 0 | #DIV/0! | 0
598 | ------ | 0 | 0 | #DIV/0! | #DIV/0! | #DIV/0! | #DIV/0! | #DIV/0! | 1 | 0 | 0 | 0 | 0 | 0 | 0 | 0 | 0 | #DIV/0! | #DIV/0! | #DIV/0! | #DIV/0! | #DIV/0! | 0 | #DIV/0! | 0
599 | ------ | 0 | 0 | #DIV/0! | #DIV/0! | #DIV/0! | #DIV/0! | #DIV/0! | 1 | 0 | 0 | 0 | 0 | 0 | 0 | 0 | 0 | #DIV/0! | #DIV/0! | #DIV/0! | #DIV/0! | #DIV/0! | 0 | #DIV/0! | 0
600 | ------ | 0 | 0 | #DIV/0! | #DIV/0! | #DIV/0! | #DIV/0! | #DIV/0! | 1 | 0 | 0 | 0 | 0 | 0 | 0 | 0 | 0 | #DIV/0! | #DIV/0! | #DIV/0! | #DIV/0! | #DIV/0! | 0 | #DIV/0! | 0
601 | ------ | 0 | 0 | #DIV/0! | #DIV/0! | #DIV/0! | #DIV/0! | #DIV/0! | 1 | 0 | 0 | 0 | 0 | 0 | 0 | 0 | 0 | #DIV/0! | #DIV/0! | #DIV/0! | #DIV/0! | #DIV/0! | 0 | #DIV/0! | 0
602 | ------ | 0 | 0 | #DIV/0! | #DIV/0! | #DIV/0! | #DIV/0! | #DIV/0! | 1 | 0 | 0 | 0 | 0 | 0 | 0 | 0 | 0 | #DIV/0! | #DIV/0! | #DIV/0! | #DIV/0! | #DIV/0! | 0 | #DIV/0! | 0
603 | ------ | 0 | 0 | #DIV/0! | #DIV/0! | #DIV/0! | #DIV/0! | #DIV/0! | 1 | 0 | 0 | 0 | 0 | 0 | 0 | 0 | 0 | #DIV/0! | #DIV/0! | #DIV/0! | #DIV/0! | #DIV/0! | 0 | #DIV/0! | 0
604 | ------ | 0 | 0 | #DIV/0! | #DIV/0! | #DIV/0! | #DIV/0! | #DIV/0! | 1 | 0 | 0 | 0 | 0 | 0 | 0 | 0 | 0 | #DIV/0! | #DIV/0! | #DIV/0! | #DIV/0! | #DIV/0! | 0 | #DIV/0! | 0
605 | ------ | 0 | 0 | #DIV/0! | #DIV/0! | #DIV/0! | #DIV/0! | #DIV/0! | 1 | 0 | 0 | 0 | 0 | 0 | 0 | 0 | 0 | #DIV/0! | #DIV/0! | #DIV/0! | #DIV/0! | #DIV/0! | 0 | #DIV/0! | 0
606 | ------ | 0 | 0 | #DIV/0! | #DIV/0! | #DIV/0! | #DIV/0! | #DIV/0! | 1 | 0 | 0 | 0 | 0 | 0 | 0 | 0 | 0 | #DIV/0! | #DIV/0! | #DIV/0! | #DIV/0! | #DIV/0! | 0 | #DIV/0! | 0
607 | ------ | 0 | 0 | #DIV/0! | #DIV/0! | #DIV/0! | #DIV/0! | #DIV/0! | 1 | 0 | 0 | 0 | 0 | 0 | 0 | 0 | 0 | #DIV/0! | #DIV/0! | #DIV/0! | #DIV/0! | #DIV/0! | 0 | #DIV/0! | 0
608 | ------ | 0 | 0 | #DIV/0! | #DIV/0! | #DIV/0! | #DIV/0! | #DIV/0! | 1 | 0 | 0 | 0 | 0 | 0 | 0 | 0 | 0 | #DIV/0! | #DIV/0! | #DIV/0! | #DIV/0! | #DIV/0! | 0 | #DIV/0! | 0
609 | ------ | 0 | 0 | #DIV/0! | #DIV/0! | #DIV/0! | #DIV/0! | #DIV/0! | 1 | 0 | 0 | 0 | 0 | 0 | 0 | 0 | 0 | #DIV/0! | #DIV/0! | #DIV/0! | #DIV/0! | #DIV/0! | 0 | #DIV/0! | 0
610 | ------ | 0 | 0 | #DIV/0! | #DIV/0! | #DIV/0! | #DIV/0! | #DIV/0! | 1 | 0 | 0 | 0 | 0 | 0 | 0 | 0 | 0 | #DIV/0! | #DIV/0! | #DIV/0! | #DIV/0! | #DIV/0! | 0 | #DIV/0! | 0
611 | ------ | 0 | 0 | #DIV/0! | #DIV/0! | #DIV/0! | #DIV/0! | #DIV/0! | 1 | 0 | 0 | 0 | 0 | 0 | 0 | 0 | 0 | #DIV/0! | #DIV/0! | #DIV/0! | #DIV/0! | #DIV/0! | 0 | #DIV/0! | 0
612 | ------ | 0 | 0 | #DIV/0! | #DIV/0! | #DIV/0! | #DIV/0! | #DIV/0! | 1 | 0 | 0 | 0 | 0 | 0 | 0 | 0 | 0 | #DIV/0! | #DIV/0! | #DIV/0! | #DIV/0! | #DIV/0! | 0 | #DIV/0! | 0
613 | ------ | 0 | 0 | #DIV/0! | #DIV/0! | #DIV/0! | #DIV/0! | #DIV/0! | 1 | 0 | 0 | 0 | 0 | 0 | 0 | 0 | 0 | #DIV/0! | #DIV/0! | #DIV/0! | #DIV/0! | #DIV/0! | 0 | #DIV/0! | 0
614 | ------ | 0 | 0 | #DIV/0! | #DIV/0! | #DIV/0! | #DIV/0! | #DIV/0! | 1 | 0 | 0 | 0 | 0 | 0 | 0 | 0 | 0 | #DIV/0! | #DIV/0! | #DIV/0! | #DIV/0! | #DIV/0! | 0 | #DIV/0! | 0
615 | ------ | 0 | 0 | #DIV/0! | #DIV/0! | #DIV/0! | #DIV/0! | #DIV/0! | 1 | 0 | 0 | 0 | 0 | 0 | 0 | 0 | 0 | #DIV/0! | #DIV/0! | #DIV/0! | #DIV/0! | #DIV/0! | 0 | #DIV/0! | 0
616 | ------ | 0 | 0 | #DIV/0! | #DIV/0! | #DIV/0! | #DIV/0! | #DIV/0! | 1 | 0 | 0 | 0 | 0 | 0 | 0 | 0 | 0 | #DIV/0! | #DIV/0! | #DIV/0! | #DIV/0! | #DIV/0! | 0 | #DIV/0! | 0
617 | ------ | 0 | 0 | #DIV/0! | #DIV/0! | #DIV/0! | #DIV/0! | #DIV/0! | 1 | 0 | 0 | 0 | 0 | 0 | 0 | 0 | 0 | #DIV/0! | #DIV/0! | #DIV/0! | #DIV/0! | #DIV/0! | 0 | #DIV/0! | 0
618 | ------ | 0 | 0 | #DIV/0! | #DIV/0! | #DIV/0! | #DIV/0! | #DIV/0! | 1 | 0 | 0 | 0 | 0 | 0 | 0 | 0 | 0 | #DIV/0! | #DIV/0! | #DIV/0! | #DIV/0! | #DIV/0! | 0 | #DIV/0! | 0
619 | ------ | 0 | 0 | #DIV/0! | #DIV/0! | #DIV/0! | #DIV/0! | #DIV/0! | 1 | 0 | 0 | 0 | 0 | 0 | 0 | 0 | 0 | #DIV/0! | #DIV/0! | #DIV/0! | #DIV/0! | #DIV/0! | 0 | #DIV/0! | 0
620 | ------ | 0 | 0 | #DIV/0! | #DIV/0! | #DIV/0! | #DIV/0! | #DIV/0! | 1 | 0 | 0 | 0 | 0 | 0 | 0 | 0 | 0 | #DIV/0! | #DIV/0! | #DIV/0! | #DIV/0! | #DIV/0! | 0 | #DIV/0! | 0
621 | ------ | 0 | 0 | #DIV/0! | #DIV/0! | #DIV/0! | #DIV/0! | #DIV/0! | 1 | 0 | 0 | 0 | 0 | 0 | 0 | 0 | 0 | #DIV/0! | #DIV/0! | #DIV/0! | #DIV/0! | #DIV/0! | 0 | #DIV/0! | 0
622 | ------ | 0 | 0 | #DIV/0! | #DIV/0! | #DIV/0! | #DIV/0! | #DIV/0! | 1 | 0 | 0 | 0 | 0 | 0 | 0 | 0 | 0 | #DIV/0! | #DIV/0! | #DIV/0! | #DIV/0! | #DIV/0! | 0 | #DIV/0! | 0
623 | ------ | 0 | 0 | #DIV/0! | #DIV/0! | #DIV/0! | #DIV/0! | #DIV/0! | 1 | 0 | 0 | 0 | 0 | 0 | 0 | 0 | 0 | #DIV/0! | #DIV/0! | #DIV/0! | #DIV/0! | #DIV/0! | 0 | #DIV/0! | 0
624 | ------ | 0 | 0 | #DIV/0! | #DIV/0! | #DIV/0! | #DIV/0! | #DIV/0! | 1 | 0 | 0 | 0 | 0 | 0 | 0 | 0 | 0 | #DIV/0! | #DIV/0! | #DIV/0! | #DIV/0! | #DIV/0! | 0 | #DIV/0! | 0
625 | ------ | 0 | 0 | #DIV/0! | #DIV/0! | #DIV/0! | #DIV/0! | #DIV/0! | 1 | 0 | 0 | 0 | 0 | 0 | 0 | 0 | 0 | #DIV/0! | #DIV/0! | #DIV/0! | #DIV/0! | #DIV/0! | 0 | #DIV/0! | 0
626 | ------ | 0 | 0 | #DIV/0! | #DIV/0! | #DIV/0! | #DIV/0! | #DIV/0! | 1 | 0 | 0 | 0 | 0 | 0 | 0 | 0 | 0 | #DIV/0! | #DIV/0! | #DIV/0! | #DIV/0! | #DIV/0! | 0 | #DIV/0! | 0
627 | ------ | 0 | 0 | #DIV/0! | #DIV/0! | #DIV/0! | #DIV/0! | #DIV/0! | 1 | 0 | 0 | 0 | 0 | 0 | 0 | 0 | 0 | #DIV/0! | #DIV/0! | #DIV/0! | #DIV/0! | #DIV/0! | 0 | #DIV/0! | 0
628 | ------ | 0 | 0 | #DIV/0! | #DIV/0! | #DIV/0! | #DIV/0! | #DIV/0! | 1 | 0 | 0 | 0 | 0 | 0 | 0 | 0 | 0 | #DIV/0! | #DIV/0! | #DIV/0! | #DIV/0! | #DIV/0! | 0 | #DIV/0! | 0
629 | ------ | 0 | 0 | #DIV/0! | #DIV/0! | #DIV/0! | #DIV/0! | #DIV/0! | 1 | 0 | 0 | 0 | 0 | 0 | 0 | 0 | 0 | #DIV/0! | #DIV/0! | #DIV/0! | #DIV/0! | #DIV/0! | 0 | #DIV/0! | 0
630 | ------ | 0 | 0 | #DIV/0! | #DIV/0! | #DIV/0! | #DIV/0! | #DIV/0! | 1 | 0 | 0 | 0 | 0 | 0 | 0 | 0 | 0 | #DIV/0! | #DIV/0! | #DIV/0! | #DIV/0! | #DIV/0! | 0 | #DIV/0! | 0
631 | ------ | 0 | 0 | #DIV/0! | #DIV/0! | #DIV/0! | #DIV/0! | #DIV/0! | 1 | 0 | 0 | 0 | 0 | 0 | 0 | 0 | 0 | #DIV/0! | #DIV/0! | #DIV/0! | #DIV/0! | #DIV/0! | 0 | #DIV/0! | 0
632 | ------ | 0 | 0 | #DIV/0! | #DIV/0! | #DIV/0! | #DIV/0! | #DIV/0! | 1 | 0 | 0 | 0 | 0 | 0 | 0 | 0 | 0 | #DIV/0! | #DIV/0! | #DIV/0! | #DIV/0! | #DIV/0! | 0 | #DIV/0! | 0
633 | ------ | 0 | 0 | #DIV/0! | #DIV/0! | #DIV/0! | #DIV/0! | #DIV/0! | 1 | 0 | 0 | 0 | 0 | 0 | 0 | 0 | 0 | #DIV/0! | #DIV/0! | #DIV/0! | #DIV/0! | #DIV/0! | 0 | #DIV/0! | 0
634 | ------ | 0 | 0 | #DIV/0! | #DIV/0! | #DIV/0! | #DIV/0! | #DIV/0! | 1 | 0 | 0 | 0 | 0 | 0 | 0 | 0 | 0 | #DIV/0! | #DIV/0! | #DIV/0! | #DIV/0! | #DIV/0! | 0 | #DIV/0! | 0
635 | ------ | 0 | 0 | #DIV/0! | #DIV/0! | #DIV/0! | #DIV/0! | #DIV/0! | 1 | 0 | 0 | 0 | 0 | 0 | 0 | 0 | 0 | #DIV/0! | #DIV/0! | #DIV/0! | #DIV/0! | #DIV/0! | 0 | #DIV/0! | 0
636 | ------ | 0 | 0 | #DIV/0! | #DIV/0! | #DIV/0! | #DIV/0! | #DIV/0! | 1 | 0 | 0 | 0 | 0 | 0 | 0 | 0 | 0 | #DIV/0! | #DIV/0! | #DIV/0! | #DIV/0! | #DIV/0! | 0 | #DIV/0! | 0
637 | ------ | 0 | 0 | #DIV/0! | #DIV/0! | #DIV/0! | #DIV/0! | #DIV/0! | 1 | 0 | 0 | 0 | 0 | 0 | 0 | 0 | 0 | #DIV/0! | #DIV/0! | #DIV/0! | #DIV/0! | #DIV/0! | 0 | #DIV/0! | 0
638 | ------ | 0 | 0 | #DIV/0! | #DIV/0! | #DIV/0! | #DIV/0! | #DIV/0! | 1 | 0 | 0 | 0 | 0 | 0 | 0 | 0 | 0 | #DIV/0! | #DIV/0! | #DIV/0! | #DIV/0! | #DIV/0! | 0 | #DIV/0! | 0
639 | ------ | 0 | 0 | #DIV/0! | #DIV/0! | #DIV/0! | #DIV/0! | #DIV/0! | 1 | 0 | 0 | 0 | 0 | 0 | 0 | 0 | 0 | #DIV/0! | #DIV/0! | #DIV/0! | #DIV/0! | #DIV/0! | 0 | #DIV/0! | 0
640 | ------ | 0 | 0 | #DIV/0! | #DIV/0! | #DIV/0! | #DIV/0! | #DIV/0! | 1 | 0 | 0 | 0 | 0 | 0 | 0 | 0 | 0 | #DIV/0! | #DIV/0! | #DIV/0! | #DIV/0! | #DIV/0! | 0 | #DIV/0! | 0
641 | ------ | 0 | 0 | #DIV/0! | #DIV/0! | #DIV/0! | #DIV/0! | #DIV/0! | 1 | 0 | 0 | 0 | 0 | 0 | 0 | 0 | 0 | #DIV/0! | #DIV/0! | #DIV/0! | #DIV/0! | #DIV/0! | 0 | #DIV/0! | 0
642 | ------ | 0 | 0 | #DIV/0! | #DIV/0! | #DIV/0! | #DIV/0! | #DIV/0! | 1 | 0 | 0 | 0 | 0 | 0 | 0 | 0 | 0 | #DIV/0! | #DIV/0! | #DIV/0! | #DIV/0! | #DIV/0! | 0 | #DIV/0! | 0
643 | ------ | 0 | 0 | #DIV/0! | #DIV/0! | #DIV/0! | #DIV/0! | #DIV/0! | 1 | 0 | 0 | 0 | 0 | 0 | 0 | 0 | 0 | #DIV/0! | #DIV/0! | #DIV/0! | #DIV/0! | #DIV/0! | 0 | #DIV/0! | 0
644 | ------ | 0 | 0 | #DIV/0! | #DIV/0! | #DIV/0! | #DIV/0! | #DIV/0! | 1 | 0 | 0 | 0 | 0 | 0 | 0 | 0 | 0 | #DIV/0! | #DIV/0! | #DIV/0! | #DIV/0! | #DIV/0! | 0 | #DIV/0! | 0
645 | ------ | 0 | 0 | #DIV/0! | #DIV/0! | #DIV/0! | #DIV/0! | #DIV/0! | 1 | 0 | 0 | 0 | 0 | 0 | 0 | 0 | 0 | #DIV/0! | #DIV/0! | #DIV/0! | #DIV/0! | #DIV/0! | 0 | #DIV/0! | 0
646 | ------ | 0 | 0 | #DIV/0! | #DIV/0! | #DIV/0! | #DIV/0! | #DIV/0! | 1 | 0 | 0 | 0 | 0 | 0 | 0 | 0 | 0 | #DIV/0! | #DIV/0! | #DIV/0! | #DIV/0! | #DIV/0! | 0 | #DIV/0! | 0
647 | ------ | 0 | 0 | #DIV/0! | #DIV/0! | #DIV/0! | #DIV/0! | #DIV/0! | 1 | 0 | 0 | 0 | 0 | 0 | 0 | 0 | 0 | #DIV/0! | #DIV/0! | #DIV/0! | #DIV/0! | #DIV/0! | 0 | #DIV/0! | 0
648 | ------ | 0 | 0 | #DIV/0! | #DIV/0! | #DIV/0! | #DIV/0! | #DIV/0! | 1 | 0 | 0 | 0 | 0 | 0 | 0 | 0 | 0 | #DIV/0! | #DIV/0! | #DIV/0! | #DIV/0! | #DIV/0! | 0 | #DIV/0! | 0
649 | ------ | 0 | 0 | #DIV/0! | #DIV/0! | #DIV/0! | #DIV/0! | #DIV/0! | 1 | 0 | 0 | 0 | 0 | 0 | 0 | 0 | 0 | #DIV/0! | #DIV/0! | #DIV/0! | #DIV/0! | #DIV/0! | 0 | #DIV/0! | 0
650 | ------ | 0 | 0 | #DIV/0! | #DIV/0! | #DIV/0! | #DIV/0! | #DIV/0! | 1 | 0 | 0 | 0 | 0 | 0 | 0 | 0 | 0 | #DIV/0! | #DIV/0! | #DIV/0! | #DIV/0! | #DIV/0! | 0 | #DIV/0! | 0
651 | ------ | 0 | 0 | #DIV/0! | #DIV/0! | #DIV/0! | #DIV/0! | #DIV/0! | 1 | 0 | 0 | 0 | 0 | 0 | 0 | 0 | 0 | #DIV/0! | #DIV/0! | #DIV/0! | #DIV/0! | #DIV/0! | 0 | #DIV/0! | 0
652 | ------ | 0 | 0 | #DIV/0! | #DIV/0! | #DIV/0! | #DIV/0! | #DIV/0! | 1 | 0 | 0 | 0 | 0 | 0 | 0 | 0 | 0 | #DIV/0! | #DIV/0! | #DIV/0! | #DIV/0! | #DIV/0! | 0 | #DIV/0! | 0
653 | ------ | 0 | 0 | #DIV/0! | #DIV/0! | #DIV/0! | #DIV/0! | #DIV/0! | 1 | 0 | 0 | 0 | 0 | 0 | 0 | 0 | 0 | #DIV/0! | #DIV/0! | #DIV/0! | #DIV/0! | #DIV/0! | 0 | #DIV/0! | 0
654 | ------ | 0 | 0 | #DIV/0! | #DIV/0! | #DIV/0! | #DIV/0! | #DIV/0! | 1 | 0 | 0 | 0 | 0 | 0 | 0 | 0 | 0 | #DIV/0! | #DIV/0! | #DIV/0! | #DIV/0! | #DIV/0! | 0 | #DIV/0! | 0
655 | ------ | 0 | 0 | #DIV/0! | #DIV/0! | #DIV/0! | #DIV/0! | #DIV/0! | 1 | 0 | 0 | 0 | 0 | 0 | 0 | 0 | 0 | #DIV/0! | #DIV/0! | #DIV/0! | #DIV/0! | #DIV/0! | 0 | #DIV/0! | 0
656 | ------ | 0 | 0 | #DIV/0! | #DIV/0! | #DIV/0! | #DIV/0! | #DIV/0! | 1 | 0 | 0 | 0 | 0 | 0 | 0 | 0 | 0 | #DIV/0! | #DIV/0! | #DIV/0! | #DIV/0! | #DIV/0! | 0 | #DIV/0! | 0
657 | ------ | 0 | 0 | #DIV/0! | #DIV/0! | #DIV/0! | #DIV/0! | #DIV/0! | 1 | 0 | 0 | 0 | 0 | 0 | 0 | 0 | 0 | #DIV/0! | #DIV/0! | #DIV/0! | #DIV/0! | #DIV/0! | 0 | #DIV/0! | 0
658 | ------ | 0 | 0 | #DIV/0! | #DIV/0! | #DIV/0! | #DIV/0! | #DIV/0! | 1 | 0 | 0 | 0 | 0 | 0 | 0 | 0 | 0 | #DIV/0! | #DIV/0! | #DIV/0! | #DIV/0! | #DIV/0! | 0 | #DIV/0! | 0
659 | ------ | 0 | 0 | #DIV/0! | #DIV/0! | #DIV/0! | #DIV/0! | #DIV/0! | 1 | 0 | 0 | 0 | 0 | 0 | 0 | 0 | 0 | #DIV/0! | #DIV/0! | #DIV/0! | #DIV/0! | #DIV/0! | 0 | #DIV/0! | 0
660 | ------ | 0 | 0 | #DIV/0! | #DIV/0! | #DIV/0! | #DIV/0! | #DIV/0! | 1 | 0 | 0 | 0 | 0 | 0 | 0 | 0 | 0 | #DIV/0! | #DIV/0! | #DIV/0! | #DIV/0! | #DIV/0! | 0 | #DIV/0! | 0
Note on S1: bnienbor: with electricity for pumps in solar circuit (weightened), with electricity for boiler (weightened), without cold water pump
Note on T1: bnienbor: with electricity for pumps in solar circuit (weightened), with electricity for boiler (weightened), without cold water pump

## Yearly Data
CODE | SYSTEM | CHILLER | LOCATION | COLD | COLLECTOR | HEAT | BUILDING | F_SCAL | A_COLLECTOR | V_STORAGE | TIME | PS1/2 | PB | PELBOILER | PDHW | PH | PC | PHR | PCW | PELCHILLER | PELCT | TIME | Q_IRR | Q_COLL | Q_AUX_SUMMER | Q_AUX_WINTER | Q_AUX_DHW | Q_AUX_HEAT | Q_AUX_COOL | Q_LOSS_STORE | Q_SOLAR_COOL | Q_LOSS_PIPES | TIME | Q_COLD | Q_COLD_AUX | Q_COLD_SOLAR | Q_COLD_DEMAND | Q_HEAT_DEMAND | Q_DHW_DEMAND | Q_HR | Q_CHILLER_TOT | Q_DHW_SUMMER | Q_SOLARTOSYSTEM | TIME | V_WATER | SOLARCOOLINGTIME | AUXCOOLINGTIME | COOLINGDEMANDTIME | PELREFCHILLER | PELREFBOILER | STAGNATION TIME
| SCHEME |  |  | DISTRIBUTION | TYPE | REJECTION
1 | C | CLW | NAP | CC | ET | WC | R100 | 1.8261 | 10 | 0.25 | 8760 | 165893.7419 | 0 | 143558.4351 | 65533.1035 | 86731.7249 | 25982 | 59050 | 59050 | 14172 | 174.788 | 8760 | 1720.1251 | 8175.6585 | 0 | 0 | 845.3014 | 4694.7732 | 6759.2913 | -1184.3251 | 1646.5363 | 3095.6183 | 8760 | 3871.0817 | 3165.7771 | 705.3046 | 3898.0269 | 5326.1111 | 2819.9033 | 10214.1024 | 8183.6923 | 0 | 5982.1262 | 8760 | 13629.3633 | 85.875 | 386.525 | 1854.725 | 1089185.5696 | 178372.614 | 245.475
2 | C | CLW | NAP | CC | ET | WC | R100 | 1.8261 | 10 | 0.5 | 8760 | 171422.1332 | 0 | 141215.5913 | 65533.1035 | 86731.7249 | 25891.25 | 58843.75 | 58843.75 | 14122.5 | 174.1775 | 8760 | 1720.1251 | 8495.4769 | 0 | 0 | 744.3485 | 4578.1178 | 6680.097 | -1252.1051 | 1716.9382 | 3086.041 | 8760 | 3872.1067 | 3150.475 | 721.6317 | 3898.0269 | 5326.1111 | 2838.5295 | 10215.9697 | 8186.4922 | 0 | 6317.4829 | 8760 | 13615.4976 | 87.975 | 382.775 | 1854.725 | 1089106.4514 | 178372.614 | 197.175
3 | C | CLW | NAP | CC | ET | WC | R100 | 1.8261 | 10 | 0.75 | 8760 | 173447.5778 | 0 | 140265.4047 | 65533.1035 | 86731.7249 | 25916 | 58900 | 58900 | 14136 | 174.344 | 8760 | 1720.1251 | 8618.9562 | 0 | 0 | 734.4362 | 4519.9098 | 6657.4508 | -1276.7724 | 1746.8288 | 3087.6597 | 8760 | 3872.5087 | 3145.4709 | 727.0378 | 3898.0269 | 5326.1111 | 2841.4887 | 10231.0088 | 8196.8391 | 0 | 6439.4092 | 8760 | 13638.29 | 90 | 381.2 | 1854.725 | 1089049.3035 | 178372.614 | 181
4 | C | CLW | NAP | CC | ET | WC | R100 | 1.8261 | 14 | 0.35 | 8760 | 161950.7722 | 0 | 135136.4967 | 65533.1035 | 86731.7249 | 25619 | 58225 | 58225 | 13974 | 172.346 | 8760 | 1720.1251 | 10326.1373 | 0 | 0 | 683.499 | 4248.6964 | 5604.5846 | -1293.3644 | 2809.1391 | 3270.162 | 8760 | 3881.2319 | 2676.085 | 1205.1469 | 3898.0269 | 5326.1111 | 2844.2722 | 10249.8262 | 8231.8742 | 0 | 7911.8027 | 8760 | 13646.2189 | 146.9 | 318.9 | 1854.725 | 1088789.8382 | 178372.614 | 423.4
5 | C | CLW | NAP | CC | ET | WC | R100 | 1.8261 | 14 | 0.7 | 8760 | 167471.2722 | 0 | 131656.7287 | 65533.1035 | 86731.7249 | 25547.5 | 58062.5 | 58062.5 | 13935 | 171.865 | 8760 | 1720.1251 | 10755.876 | 0 | 0 | 622.0185 | 4056.4889 | 5481.8348 | -1352.3773 | 2924.3761 | 3269.1793 | 8760 | 3882.6118 | 2644.4698 | 1238.142 | 3898.0269 | 5326.1111 | 2855.1662 | 10246.278 | 8238.1262 | 0 | 8344.2725 | 8760 | 13629.5462 | 151.4 | 313.1 | 1854.725 | 1088900.2107 | 178372.614 | 376.275
6 | C | CLW | NAP | CC | ET | WC | R100 | 1.8261 | 14 | 1.05 | 8760 | 169840.8565 | 0 | 130684.0435 | 65533.1035 | 86731.7249 | 25542 | 58050 | 58050 | 13932 | 171.828 | 8760 | 1720.1251 | 10914.9708 | 0 | 0 | 620.2764 | 3991.3503 | 5417.4284 | -1371.4151 | 2989.6268 | 3271.4298 | 8760 | 3882.8568 | 2607.7204 | 1275.1364 | 3898.0269 | 5326.1111 | 2856.5438 | 10243.942 | 8243.552 | 0 | 8501.5193 | 8760 | 13615.6335 | 153.45 | 310.95 | 1854.725 | 1088927.6061 | 178372.614 | 353.675
7 | C | CLW | NAP | CC | ET | WC | R100 | 1.8261 | 17.5 | 0.45 | 8760 | 157558.0588 | 0 | 128916.4114 | 65533.1035 | 86731.7249 | 25250.5 | 57387.5 | 57387.5 | 13773 | 169.867 | 8760 | 1720.1251 | 11734.3147 | 0 | 0 | 599.7457 | 3882.6233 | 4897.19 | -1360.2759 | 3538.38 | 3366.7787 | 8760 | 3885.8959 | 2373.848 | 1512.048 | 3898.0269 | 5326.1111 | 2857.8656 | 10285.3473 | 8287.1433 | 0 | 9184.4066 | 8760 | 13632.6386 | 181.6 | 277.5 | 1854.725 | 1088501.1192 | 178372.614 | 591.85
8 | C | CLW | NAP | CC | ET | WC | R100 | 1.8261 | 17.5 | 0.9 | 8760 | 164041.595 | 0 | 125045.9194 | 65533.1035 | 86731.7249 | 25161.125 | 57184.375 | 57184.375 | 13724.25 | 169.2657 | 8760 | 1720.1251 | 12324.9065 | 0 | 0 | 543.0221 | 3645.7448 | 4679.6096 | -1409.0382 | 3762.8226 | 3366.1437 | 8760 | 3886.6265 | 2310.1728 | 1576.4537 | 3898.0269 | 5326.1111 | 2863.8933 | 10291.1544 | 8310.8763 | 0 | 9778.9505 | 8760 | 13633.8525 | 190.125 | 267.35 | 1854.725 | 1088619.2193 | 178372.614 | 531.1
9 | C | CLW | NAP | CC | ET | WC | R100 | 1.8261 | 17.5 | 1.3 | 8760 | 167221.1276 | 0 | 123663.0116 | 65533.1035 | 86731.7249 | 25132.25 | 57118.75 | 57118.75 | 13708.5 | 169.0715 | 8760 | 1720.1251 | 12588.1161 | 0 | 0 | 555.3239 | 3542.2068 | 4532.5842 | -1420.4261 | 3920.6678 | 3362.7046 | 8760 | 3889.9357 | 2258.4456 | 1631.4901 | 3898.0269 | 5326.1111 | 2863.0681 | 10297.7073 | 8325.9138 | 0 | 10048.2035 | 8760 | 13643.1635 | 195.35 | 261.6 | 1854.725 | 1088675.0648 | 178372.614 | 498.75
10 | C | CLW | NAP | CC | ET | WC | R100 | 1.8261 | 21.5 | 0.55 | 8760 | 151806.8096 | 0 | 123613.5149 | 65533.1035 | 86731.7249 | 25018.125 | 56859.375 | 56859.375 | 13646.25 | 168.3037 | 8760 | 1720.1251 | 12843.5945 | 0 | 0 | 533.7451 | 3517.4926 | 4477.225 | -1412.6648 | 3985.1589 | 3438.1279 | 8760 | 3887.7652 | 2212.1859 | 1675.5793 | 3898.0269 | 5326.1111 | 2866.8531 | 10327.0801 | 8337.6098 | 0 | 10183.3354 | 8760 | 13643.3742 | 199.725 | 255.15 | 1854.725 | 1088063.6169 | 178372.614 | 770.875
11 | C | CLW | NAP | CC | ET | WC | R100 | 1.8261 | 21.5 | 1.1 | 8760 | 159551.0309 | 0 | 119356.7987 | 65533.1035 | 86731.7249 | 24890.25 | 56568.75 | 56568.75 | 13576.5 | 167.4435 | 8760 | 1720.1251 | 13648.0034 | 0 | 0 | 482.3597 | 3231.6971 | 4116.095 | -1461.4706 | 4377.0594 | 3441.2141 | 8760 | 3889.4606 | 2079.6812 | 1809.7794 | 3898.0269 | 5326.1111 | 2871.2045 | 10347.2775 | 8384.506 | 0 | 10990.1034 | 8760 | 13659.1827 | 213.725 | 238.825 | 1854.725 | 1088184.2735 | 178372.614 | 700.425
12 | C | CLW | NAP | CC | ET | WC | R100 | 1.8261 | 21.5 | 1.6 | 8760 | 164277.7306 | 0 | 116527.2374 | 65533.1035 | 86731.7249 | 24813.25 | 56393.75 | 56393.75 | 13534.5 | 166.9255 | 8760 | 1720.1251 | 14117.576 | 0 | 0 | 488.8884 | 3063.5047 | 3843.1377 | -1467.3827 | 4664.9138 | 3426.5538 | 8760 | 3891.2399 | 1953.6384 | 1937.6015 | 3898.0269 | 5326.1111 | 2868.1049 | 10364.934 | 8406.7859 | 0 | 11475.1935 | 8760 | 13672.7329 | 227.725 | 223.425 | 1854.725 | 1088281.0617 | 178372.614 | 654.875
13 | C | CLW | NAP | CC | ET | WC | R100 | 1.8261 | 25 | 0.65 | 8760 | 147134.9906 | 0 | 119774.5209 | 65533.1035 | 86731.7249 | 24964.5 | 56737.5 | 56737.5 | 13617 | 167.943 | 8760 | 1720.1251 | 13519.3127 | 0 | 0 | 483.9447 | 3226.7737 | 4289.1743 | -1450.2135 | 4176.0544 | 3479.3883 | 8760 | 3888.0809 | 2130.2845 | 1757.7964 | 3898.0269 | 5326.1111 | 2871.7475 | 10335.4351 | 8353.3912 | 0 | 10787.6044 | 8760 | 13655.3981 | 209.7 | 244.2 | 1854.725 | 1088054.8098 | 178372.614 | 913.825
14 | C | CLW | NAP | CC | ET | WC | R100 | 1.8261 | 25 | 1.25 | 8760 | 155463.2246 | 0 | 115334.8169 | 65533.1035 | 86731.7249 | 24745.875 | 56240.625 | 56240.625 | 13497.75 | 166.4722 | 8760 | 1720.1251 | 14445.5094 | 0 | 0 | 430.1013 | 2930.9484 | 3838.0181 | -1495.9051 | 4656.4663 | 3481.2237 | 8760 | 3891.1827 | 1965.8156 | 1925.3672 | 3898.0269 | 5326.1111 | 2877.4146 | 10365.5036 | 8403.6325 | 0 | 11718.8046 | 8760 | 13665.624 | 228.025 | 221.9 | 1854.725 | 1088190.122 | 178372.614 | 837.65
15 | C | CLW | NAP | CC | ET | WC | R100 | 1.8261 | 25 | 1.9 | 8760 | 162128.9683 | 0 | 112167.0281 | 65533.1035 | 86731.7249 | 24589.125 | 55884.375 | 55884.375 | 13412.25 | 165.4177 | 8760 | 1720.1251 | 15194.5944 | 0 | 0 | 422.9555 | 2713.4025 | 3417.6235 | -1506.8097 | 5115.0288 | 3474.3775 | 8760 | 3893.4418 | 1769.8748 | 2123.5671 | 3898.0269 | 5326.1111 | 2875.1847 | 10385.4037 | 8440.5402 | 0 | 12477.6499 | 8760 | 13681.4535 | 247.65 | 199.425 | 1854.725 | 1088160.2105 | 178372.614 | 772.6
16 | C | CLW | NAP | CC | FP | WC | R100 | 1.8261 | 10 | 0.25 | 8760 | 162432.4322 | 0 | 145932.7768 | 65533.1035 | 86731.7249 | 26067.25 | 59243.75 | 59243.75 | 14218.5 | 175.3615 | 8760 | 1720.1251 | 7147.2048 | 0 | 0 | 898.3044 | 4799.5521 | 7121.5224 | -1123.0432 | 1282.0263 | 2687.9661 | 8760 | 3867.1923 | 3315.5282 | 551.6641 | 3898.0269 | 5326.1111 | 2810.4811 | 10201.8195 | 8167.1189 | 0 | 5349.8563 | 8760 | 13621.4523 | 66.9 | 407.05 | 1854.725 | 1089234.5745 | 178372.614 | 107.525
17 | C | CLW | NAP | CC | FP | WC | R100 | 1.8261 | 10 | 0.5 | 8760 | 165169.9829 | 0 | 143121.9642 | 65533.1035 | 86731.7249 | 26067.25 | 59243.75 | 59243.75 | 14218.5 | 175.3615 | 8760 | 1720.1251 | 7421.9832 | 0 | 0 | 778.9421 | 4642.9406 | 7113.5688 | -1189.1897 | 1267.4295 | 2642.0699 | 8760 | 3866.263 | 3322.4341 | 543.829 | 3898.0269 | 5326.1111 | 2829.1817 | 10189.6867 | 8148.1475 | 0 | 5668.0972 | 8760 | 13613.0034 | 66.325 | 407.625 | 1854.725 | 1089375.222 | 178372.614 | 76.5
18 | C | CLW | NAP | CC | FP | WC | R100 | 1.8261 | 10 | 0.75 | 8760 | 166419.3181 | 0 | 141610.065 | 65533.1035 | 86731.7249 | 26012.25 | 59118.75 | 59118.75 | 14188.5 | 174.9915 | 8760 | 1720.1251 | 7552.2168 | 0 | 0 | 760.7092 | 4559.3083 | 7106.7206 | -1214.5634 | 1294.8747 | 2617.8416 | 8760 | 3868.4174 | 3328.5312 | 539.8862 | 3898.0269 | 5326.1111 | 2831.0865 | 10214.0067 | 8172.3391 | 0 | 5820.1245 | 8760 | 13626.6681 | 66.75 | 406.2 | 1854.725 | 1089100.2164 | 178372.614 | 55.075
19 | C | CLW | NAP | CC | FP | WC | R100 | 1.8261 | 14 | 0.35 | 8760 | 161239.04 | 0 | 138525.5207 | 65533.1035 | 86731.7249 | 25837.625 | 58721.875 | 58721.875 | 14093.25 | 173.8167 | 8760 | 1720.1251 | 8869.0095 | 0 | 0 | 740.636 | 4410.9627 | 6242.9995 | -1231.9712 | 2163.5962 | 2793.0142 | 8760 | 3872.5447 | 2934.1057 | 938.439 | 3898.0269 | 5326.1111 | 2835.2028 | 10233.2629 | 8202.2313 | 0 | 6922.5056 | 8760 | 13642.1534 | 113.875 | 355.9 | 1854.725 | 1088876.7704 | 178372.614 | 203.65
20 | C | CLW | NAP | CC | FP | WC | R100 | 1.8261 | 14 | 0.7 | 8760 | 164807.6099 | 0 | 134693.2762 | 65533.1035 | 86731.7249 | 25781.25 | 58593.75 | 58593.75 | 14062.5 | 173.4375 | 8760 | 1720.1251 | 9269.2894 | 0 | 0 | 653.1846 | 4187.7978 | 6200.2323 | -1299.4852 | 2199.2235 | 2755.5512 | 8760 | 3875.1536 | 2932.1567 | 942.9969 | 3898.0269 | 5326.1111 | 2846.5335 | 10227.6934 | 8202.5685 | 0 | 7354.3237 | 8760 | 13616.5333 | 115.35 | 353.4 | 1854.725 | 1089022.0242 | 178372.614 | 152.025
21 | C | CLW | NAP | CC | FP | WC | R100 | 1.8261 | 14 | 1.05 | 8760 | 165566.3078 | 0 | 132958.6419 | 65533.1035 | 86731.7249 | 25822.5 | 58687.5 | 58687.5 | 14085 | 173.715 | 8760 | 1720.1251 | 9422.7444 | 0 | 0 | 643.2741 | 4088.9587 | 6157.2377 | -1317.6307 | 2244.124 | 2729.5781 | 8760 | 3876.052 | 2913.6411 | 962.4109 | 3898.0269 | 5326.1111 | 2847.7364 | 10226.4785 | 8209.815 | 0 | 7530.0928 | 8760 | 13626.6389 | 116.05 | 353.45 | 1854.725 | 1089044.1339 | 178372.614 | 131.6
22 | C | CLW | NAP | CC | FP | WC | R100 | 1.8261 | 17.5 | 0.45 | 8760 | 160722.1586 | 0 | 133260.1218 | 65533.1035 | 86731.7249 | 25597 | 58175 | 58175 | 13962 | 172.198 | 8760 | 1720.1251 | 10090.8197 | 0 | 0 | 648.7058 | 4099.8096 | 5660.6564 | -1300.8207 | 2772.0332 | 2855.2873 | 8760 | 3882.3994 | 2695.2739 | 1187.1256 | 3898.0269 | 5326.1111 | 2847.5115 | 10272.383 | 8253.8542 | 0 | 8047.4615 | 8760 | 13654.9106 | 144.875 | 320.525 | 1854.725 | 1088608.7022 | 178372.614 | 285.55
23 | C | CLW | NAP | CC | FP | WC | R100 | 1.8261 | 17.5 | 0.9 | 8760 | 163860.045 | 0 | 128988.4066 | 65533.1035 | 86731.7249 | 25485.625 | 57921.875 | 57921.875 | 13901.25 | 171.4487 | 8760 | 1720.1251 | 10593.658 | 0 | 0 | 571.9572 | 3854.7909 | 5511.1473 | -1360.9738 | 2906.5133 | 2810.9035 | 8760 | 3882.819 | 2654.7088 | 1228.1101 | 3898.0269 | 5326.1111 | 2856.2821 | 10257.3518 | 8253.8724 | 0 | 8588.2811 | 8760 | 13616.9471 | 148.975 | 314.4 | 1854.725 | 1088784.6268 | 178372.614 | 226.475
24 | C | CLW | NAP | CC | FP | WC | R100 | 1.8261 | 17.5 | 1.3 | 8760 | 165550.4141 | 0 | 127126.2807 | 65533.1035 | 86731.7249 | 25471.875 | 57890.625 | 57890.625 | 13893.75 | 171.3562 | 8760 | 1720.1251 | 10811.9017 | 0 | 0 | 568.6248 | 3727.2248 | 5436.173 | -1377.1174 | 2986.4048 | 2787.5544 | 8760 | 3882.7348 | 2623.2793 | 1259.4555 | 3898.0269 | 5326.1111 | 2857.1388 | 10260.8258 | 8261.5649 | 0 | 8826.228 | 8760 | 13614.7463 | 151.225 | 311.9 | 1854.725 | 1088729.1042 | 178372.614 | 199.225
25 | C | CLW | NAP | CC | FP | WC | R100 | 1.8261 | 21.5 | 0.55 | 8760 | 158523.9012 | 0 | 128502.439 | 65533.1035 | 86731.7249 | 25367.375 | 57653.125 | 57653.125 | 13836.75 | 170.6532 | 8760 | 1720.1251 | 11043.8105 | 0 | 0 | 576.0028 | 3800.9943 | 5269.1052 | -1354.5722 | 3165.8936 | 2896.7048 | 8760 | 3884.5311 | 2552.2708 | 1332.2603 | 3898.0269 | 5326.1111 | 2857.1062 | 10290.0662 | 8280.1458 | 0 | 8921.0066 | 8760 | 13652.6032 | 161.8 | 299.425 | 1854.725 | 1088349.84 | 178372.614 | 389.7
26 | C | CLW | NAP | CC | FP | WC | R100 | 1.8261 | 21.5 | 1.1 | 8760 | 163243.8282 | 0 | 123630.7638 | 65533.1035 | 86731.7249 | 25250.5 | 57387.5 | 57387.5 | 13773 | 169.867 | 8760 | 1720.1251 | 11768.6779 | 0 | 0 | 506.922 | 3501.6278 | 4974.976 | -1412.6767 | 3473.1736 | 2855.2798 | 8760 | 3885.8603 | 2447.5315 | 1438.3288 | 3898.0269 | 5326.1111 | 2864.5646 | 10304.4674 | 8306.6252 | 0 | 9685.1323 | 8760 | 13645.1488 | 173.7 | 285.4 | 1854.725 | 1088569.5468 | 178372.614 | 314.7
27 | C | CLW | NAP | CC | FP | WC | R100 | 1.8261 | 21.5 | 1.6 | 8760 | 166063.7086 | 0 | 120831.9504 | 65533.1035 | 86731.7249 | 25161.125 | 57184.375 | 57184.375 | 13724.25 | 169.2657 | 8760 | 1720.1251 | 12167.2868 | 0 | 0 | 514.3173 | 3321.3752 | 4777.3134 | -1426.8566 | 3685.7949 | 2828.4632 | 8760 | 3887.5199 | 2371.2874 | 1516.2325 | 3898.0269 | 5326.1111 | 2863.4141 | 10306.5448 | 8322.4818 | 0 | 10107.5065 | 8760 | 13643.6494 | 182.25 | 275.225 | 1854.725 | 1088566.2284 | 178372.614 | 273.675
28 | C | CLW | NAP | CC | FP | WC | R100 | 1.8261 | 25 | 0.65 | 8760 | 156011.0447 | 0 | 125093.1663 | 65533.1035 | 86731.7249 | 25298.625 | 57496.875 | 57496.875 | 13799.25 | 170.1907 | 8760 | 1720.1251 | 11600.3731 | 0 | 0 | 524.5429 | 3551.0321 | 5144.8594 | -1391.881 | 3282.3773 | 2915.9904 | 8760 | 3883.6117 | 2508.396 | 1375.2157 | 3898.0269 | 5326.1111 | 2863.5297 | 10289.2321 | 8286.8051 | 0 | 9429.6716 | 8760 | 13636.5745 | 166.925 | 293.05 | 1854.725 | 1088414.0448 | 178372.614 | 478.6
29 | C | CLW | NAP | CC | FP | WC | R100 | 1.8261 | 25 | 1.25 | 8760 | 162270.2279 | 0 | 119836.7667 | 65533.1035 | 86731.7249 | 25126.75 | 57106.25 | 57106.25 | 13705.5 | 169.0345 | 8760 | 1720.1251 | 12477.6543 | 0 | 0 | 465.3667 | 3241.1401 | 4754.0711 | -1449.758 | 3709.7617 | 2883.7727 | 8760 | 3884.9069 | 2361.0327 | 1523.8742 | 3898.0269 | 5326.1111 | 2870.5288 | 10312.9419 | 8333.5213 | 0 | 10341.8215 | 8760 | 13643.8456 | 183.975 | 272.875 | 1854.725 | 1088463.4907 | 178372.614 | 392.625
30 | C | CLW | NAP | CC | FP | WC | R100 | 1.8261 | 25 | 1.9 | 8760 | 165884.1156 | 0 | 116666.7281 | 65533.1035 | 86731.7249 | 24971.375 | 56753.125 | 56753.125 | 13620.75 | 167.9892 | 8760 | 1720.1251 | 13116.3447 | 0 | 0 | 460.7074 | 3022.2764 | 4363.726 | -1461.8894 | 4117.3677 | 2842.3206 | 8760 | 3889.8448 | 2192.17 | 1697.6748 | 3898.0269 | 5326.1111 | 2867.4125 | 10329.9348 | 8356.6398 | 0 | 11016.2375 | 8760 | 13659.8392 | 200.825 | 253.2 | 1854.725 | 1088594.9728 | 178372.614 | 334.575
31 | C | CLW | NAP | CC | ET | WC | R60 | 2.1447 | 10 | 0.25 | 8760 | 168126.2194 | 0 | 128399.6958 | 65533.1035 | 52675.1945 | 28903.875 | 65690.625 | 65690.625 | 15765.75 | 194.4442 | 8760 | 1720.1251 | 8292.8246 | 0 | 0 | 797.7692 | 2452.7933 | 7705.9549 | -1227.7891 | 1721.5268 | 3042.6365 | 8760 | 4328.8233 | 3606.2394 | 722.5838 | 4357.9097 | 2713.2405 | 3234.0564 | 11440.6722 | 9172.0385 | 0 | 6065.3537 | 8760 | 15134.3474 | 89.175 | 436.35 | 2104.7 | 1216219.2572 | 155104.6653 | 227.425
32 | C | CLW | NAP | CC | ET | WC | R60 | 2.1447 | 10 | 0.5 | 8760 | 173855.8297 | 0 | 126315.5848 | 65533.1035 | 52675.1945 | 28872.25 | 65618.75 | 65618.75 | 15748.5 | 194.2315 | 8760 | 1720.1251 | 8626.0162 | 0 | 0 | 669.4923 | 2372.8802 | 7638.7936 | -1293.6837 | 1787.3871 | 3038.2997 | 8760 | 4330.4164 | 3589.9669 | 740.4495 | 4357.9097 | 2713.2405 | 3273.9355 | 11434.0595 | 9180.1421 | 0 | 6410.0795 | 8760 | 15125.1115 | 90.5 | 434.45 | 2104.7 | 1216259.4255 | 155104.6653 | 173.7
33 | C | CLW | NAP | CC | ET | WC | R60 | 2.1447 | 10 | 0.75 | 8760 | 175851.075 | 0 | 124928.1773 | 65533.1035 | 52675.1945 | 28862.625 | 65596.875 | 65596.875 | 15743.25 | 194.1667 | 8760 | 1720.1251 | 8749.3587 | 0 | 0 | 667.7599 | 2315.3249 | 7591.7303 | -1319.822 | 1816.4169 | 3043.9688 | 8760 | 4328.8096 | 3575.4945 | 753.3151 | 4357.9097 | 2713.2405 | 3283.3166 | 11422.0097 | 9169.7747 | 0 | 6527.1939 | 8760 | 15113.3527 | 93.075 | 431.7 | 2104.7 | 1216274.0388 | 155104.6653 | 156.9
34 | C | CLW | NAP | CC | ET | WC | R60 | 2.1447 | 14 | 0.35 | 8760 | 163997.5353 | 0 | 121190.4265 | 65533.1035 | 52675.1945 | 28572.5 | 64937.5 | 64937.5 | 15585 | 192.215 | 8760 | 1720.1251 | 10436.5486 | 0 | 0 | 607.6745 | 2171.5095 | 6487.7968 | -1350.1148 | 2951.0188 | 3234.0854 | 8760 | 4334.6874 | 3072.8635 | 1261.8239 | 4357.9097 | 2713.2405 | 3284.3535 | 11461.9938 | 9228.9679 | 0 | 7972.4134 | 8760 | 15124.3696 | 152.3 | 367.2 | 2104.7 | 1215938.593 | 155104.6653 | 409.45
35 | C | CLW | NAP | CC | ET | WC | R60 | 2.1447 | 14 | 0.7 | 8760 | 169422.461 | 0 | 117763.155 | 65533.1035 | 52675.1945 | 28439.125 | 64634.375 | 64634.375 | 15512.25 | 191.3177 | 8760 | 1720.1251 | 10861.944 | 0 | 0 | 528.4723 | 2037.3675 | 6350.6329 | -1413.7019 | 3065.1659 | 3242.2287 | 8760 | 4339.8002 | 3042.0871 | 1297.7131 | 4357.9097 | 2713.2405 | 3310.6751 | 11454.2046 | 9222.3716 | 0 | 8389.4405 | 8760 | 15107.6764 | 156.475 | 360.6 | 2104.7 | 1215973.1129 | 155104.6653 | 357.775
36 | C | CLW | NAP | CC | ET | WC | R60 | 2.1447 | 14 | 1.05 | 8760 | 172714.6312 | 0 | 116563.235 | 65533.1035 | 52675.1945 | 28437.75 | 64631.25 | 64631.25 | 15511.5 | 191.3085 | 8760 | 1720.1251 | 11102.0807 | 0 | 0 | 523.7901 | 1950.6301 | 6247.3647 | -1430.2754 | 3187.028 | 3246.542 | 8760 | 4340.933 | 3000.4734 | 1340.4596 | 4357.9097 | 2713.2405 | 3310.4987 | 11466.7504 | 9244.1348 | 0 | 8628.3851 | 8760 | 15123.5741 | 160.5 | 356.55 | 2104.7 | 1215923.3029 | 155104.6653 | 325.65
37 | C | CLW | NAP | CC | ET | WC | R60 | 2.1447 | 17.5 | 0.45 | 8760 | 159666.6185 | 0 | 115597.2994 | 65533.1035 | 52675.1945 | 28121.5 | 63912.5 | 63912.5 | 15339 | 189.181 | 8760 | 1720.1251 | 11855.3286 | 0 | 0 | 510.6085 | 1948.8921 | 5664.7853 | -1424.0312 | 3788.5406 | 3337.0537 | 8760 | 4344.4875 | 2746.3429 | 1598.1446 | 4357.9097 | 2713.2405 | 3310.0529 | 11501.1944 | 9276.0685 | 0 | 9249.1745 | 8760 | 15124.6567 | 190.9 | 320.4 | 2104.7 | 1215490.0083 | 155104.6653 | 575.05
38 | C | CLW | NAP | CC | ET | WC | R60 | 2.1447 | 17.5 | 0.9 | 8760 | 166341.6204 | 0 | 112139.2799 | 65533.1035 | 52675.1945 | 27996.375 | 63628.125 | 63628.125 | 15270.75 | 188.3392 | 8760 | 1720.1251 | 12455.8784 | 0 | 0 | 447.0036 | 1782.3674 | 5432.6274 | -1482.4439 | 4026.3342 | 3356.1892 | 8760 | 4347.4267 | 2665.3681 | 1682.0586 | 4357.9097 | 2713.2405 | 3330.6083 | 11505.3139 | 9301.0338 | 0 | 9833.4675 | 8760 | 15121.8089 | 199.35 | 309.675 | 2104.7 | 1215582.1969 | 155104.6653 | 512.15
39 | C | CLW | NAP | CC | ET | WC | R60 | 2.1447 | 17.5 | 1.3 | 8760 | 170122.7742 | 0 | 110106.1655 | 65533.1035 | 52675.1945 | 27964.75 | 63556.25 | 63556.25 | 15253.5 | 188.1265 | 8760 | 1720.1251 | 12778.2863 | 0 | 0 | 437.4317 | 1673.2858 | 5261.7716 | -1493.6351 | 4198.5453 | 3353.7072 | 8760 | 4348.9471 | 2606.4191 | 1742.528 | 4357.9097 | 2713.2405 | 3329.444 | 11508.3889 | 9309.3877 | 0 | 10159.8675 | 8760 | 15126.9097 | 207.5 | 300.95 | 2104.7 | 1215635.8755 | 155104.6653 | 473.625
40 | C | CLW | NAP | CC | ET | WC | R60 | 2.1447 | 21.5 | 0.55 | 8760 | 153347.786 | 0 | 111349.5826 | 65533.1035 | 52675.1945 | 27863 | 63325 | 63325 | 15198 | 187.442 | 8760 | 1720.1251 | 12897.9955 | 0 | 0 | 434.3483 | 1751.9064 | 5179.6547 | -1480.8747 | 4321.1333 | 3410.3839 | 8760 | 4347.795 | 2565.2703 | 1782.5247 | 4357.9097 | 2713.2405 | 3328.0784 | 11554.5043 | 9349.3064 | 0 | 10179.329 | 8760 | 15158.1613 | 213 | 293.6 | 2104.7 | 1215094.6674 | 155104.6653 | 765.325
41 | C | CLW | NAP | CC | ET | WC | R60 | 2.1447 | 21.5 | 1.1 | 8760 | 161432.9235 | 0 | 107017.1214 | 65533.1035 | 52675.1945 | 27677.375 | 62903.125 | 62903.125 | 15096.75 | 186.1932 | 8760 | 1720.1251 | 13725.8775 | 0 | 0 | 385.7651 | 1536.2953 | 4746.5237 | -1533.9558 | 4754.0151 | 3428.8701 | 8760 | 4351.36 | 2397.7762 | 1953.5839 | 4357.9097 | 2713.2405 | 3343.1648 | 11563.773 | 9370.7286 | 0 | 10991.5747 | 8760 | 15143.5694 | 230.05 | 273.175 | 2104.7 | 1215225.9552 | 155104.6653 | 686.1
42 | C | CLW | NAP | CC | ET | WC | R60 | 2.1447 | 21.5 | 1.6 | 8760 | 166686.5337 | 0 | 104411.0452 | 65533.1035 | 52675.1945 | 27574.25 | 62668.75 | 62668.75 | 15040.5 | 185.4995 | 8760 | 1720.1251 | 14255.8312 | 0 | 0 | 370.7461 | 1405.8163 | 4443.9445 | -1549.6142 | 5073.6491 | 3435.441 | 8760 | 4351.1644 | 2267.8983 | 2083.2661 | 4357.9097 | 2713.2405 | 3343.5231 | 11577.3003 | 9397.5221 | 0 | 11517.7994 | 8760 | 15164.1529 | 244.125 | 257.225 | 2104.7 | 1215378.7706 | 155104.6653 | 635.85
43 | C | CLW | NAP | CC | ET | WC | R60 | 2.1447 | 25 | 0.65 | 8760 | 147613.0611 | 0 | 108223.041 | 65533.1035 | 52675.1945 | 27764 | 63100 | 63100 | 15144 | 186.776 | 8760 | 1720.1251 | 13451.9007 | 0 | 0 | 380.0472 | 1583.3763 | 4998.6651 | -1521.0657 | 4472.1123 | 3451.0144 | 8760 | 4348.2872 | 2494.9021 | 1853.3851 | 4357.9097 | 2713.2405 | 3339.4465 | 11547.6824 | 9343.87 | 0 | 10660.1648 | 8760 | 15141.9284 | 221.625 | 283.175 | 2104.7 | 1215212.5023 | 155104.6653 | 925.175
44 | C | CLW | NAP | CC | ET | WC | R60 | 2.1447 | 25 | 1.25 | 8760 | 156661.2777 | 0 | 103628.0973 | 65533.1035 | 52675.1945 | 27561.875 | 62640.625 | 62640.625 | 15033.75 | 185.4162 | 8760 | 1720.1251 | 14449.9587 | 0 | 0 | 344.5096 | 1347.8347 | 4444.6773 | -1565.7664 | 5063.9587 | 3468.1226 | 8760 | 4350.8074 | 2263.9421 | 2086.8653 | 4357.9097 | 2713.2405 | 3350.0566 | 11578.7966 | 9397.1742 | 0 | 11647.6045 | 8760 | 15146.1133 | 245.65 | 255.475 | 2104.7 | 1215244.8607 | 155104.6653 | 836
45 | C | CLW | NAP | CC | ET | WC | R60 | 2.1447 | 25 | 1.9 | 8760 | 163828.0537 | 0 | 100799.286 | 65533.1035 | 52675.1945 | 27388.625 | 62246.875 | 62246.875 | 14939.25 | 184.2507 | 8760 | 1720.1251 | 15230.985 | 0 | 0 | 305.7747 | 1219.7801 | 3957.9566 | -1586.9177 | 5596.741 | 3480.635 | 8760 | 4352.7388 | 2044.0551 | 2308.6837 | 4357.9097 | 2713.2405 | 3352.2516 | 11603.2865 | 9444.9711 | 0 | 12420.8276 | 8760 | 15169.7987 | 269 | 228.975 | 2104.7 | 1215251.2384 | 155104.6653 | 764.2
46 | C | CLW | NAP | CC | FP | WC | R60 | 2.1447 | 10 | 0.25 | 8760 | 163746.1218 | 0 | 130430.5604 | 65533.1035 | 52675.1945 | 29052.375 | 66028.125 | 66028.125 | 15846.75 | 195.4432 | 8760 | 1720.1251 | 7179.2015 | 0 | 0 | 900.9522 | 2523.6801 | 8094.1432 | -1154.4024 | 1322.1763 | 2625.1408 | 8760 | 4321.0147 | 3761.4555 | 559.5592 | 4357.9097 | 2713.2405 | 3212.5707 | 11421.6851 | 9147.9197 | 0 | 5355.1938 | 8760 | 15121.322 | 69.475 | 458.75 | 2104.7 | 1216351.0564 | 155104.6653 | 96.575
47 | C | CLW | NAP | CC | FP | WC | R60 | 2.1447 | 10 | 0.5 | 8760 | 166874.3226 | 0 | 127831.9837 | 65533.1035 | 52675.1945 | 29002.875 | 65915.625 | 65915.625 | 15819.75 | 195.1102 | 8760 | 1720.1251 | 7464.641 | 0 | 0 | 731.3813 | 2421.6976 | 8103.2371 | -1220.6333 | 1311.6122 | 2582.2461 | 8760 | 4321.3064 | 3774.0986 | 547.2077 | 4357.9097 | 2713.2405 | 3248.1127 | 11422.8023 | 9149.9029 | 0 | 5681.6528 | 8760 | 15122.1133 | 67.725 | 459.6 | 2104.7 | 1216306.7061 | 155104.6653 | 61.325
48 | C | CLW | NAP | CC | FP | WC | R60 | 2.1447 | 10 | 0.75 | 8760 | 167973.1178 | 0 | 126763.3049 | 65533.1035 | 52675.1945 | 29022.125 | 65959.375 | 65959.375 | 15830.25 | 195.2397 | 8760 | 1720.1251 | 7571.0611 | 0 | 0 | 701.1577 | 2363.81 | 8098.6195 | -1245.4565 | 1306.0255 | 2564.9363 | 8760 | 4325.6557 | 3782.6571 | 542.9986 | 4357.9097 | 2713.2405 | 3257.2023 | 11421.645 | 9144.2918 | 0 | 5802.8291 | 8760 | 15135.6508 | 66.75 | 460.925 | 2104.7 | 1216397.8383 | 155104.6653 | 41.75
49 | C | CLW | NAP | CC | FP | WC | R60 | 2.1447 | 14 | 0.35 | 8760 | 163501.1455 | 0 | 124588.4499 | 65533.1035 | 52675.1945 | 28815.875 | 65490.625 | 65490.625 | 15717.75 | 193.8522 | 8760 | 1720.1251 | 8929.4192 | 0 | 0 | 677.5032 | 2303.0039 | 7136.9379 | -1274.8128 | 2284.9625 | 2741.9044 | 8760 | 4329.565 | 3337.8901 | 991.6749 | 4357.9097 | 2713.2405 | 3262.2423 | 11444.3926 | 9183.6276 | 0 | 6946.8336 | 8760 | 15132.2526 | 120.725 | 403.2 | 2104.7 | 1216099.3578 | 155104.6653 | 185.975
50 | C | CLW | NAP | CC | FP | WC | R60 | 2.1447 | 14 | 0.7 | 8760 | 166660.2179 | 0 | 121088.4333 | 65533.1035 | 52675.1945 | 28759.5 | 65362.5 | 65362.5 | 15687 | 193.473 | 8760 | 1720.1251 | 9292.2941 | 0 | 0 | 571.5469 | 2156.3317 | 7101.6185 | -1346.127 | 2312.1089 | 2708.7434 | 8760 | 4333.7447 | 3346.2771 | 987.4676 | 4357.9097 | 2713.2405 | 3290.6928 | 11440.5769 | 9186.0153 | 0 | 7335.7992 | 8760 | 15127.7822 | 120.425 | 402.475 | 2104.7 | 1216182.9167 | 155104.6653 | 134.075
51 | C | CLW | NAP | CC | FP | WC | R60 | 2.1447 | 14 | 1.05 | 8760 | 167633.825 | 0 | 119356.7987 | 65533.1035 | 52675.1945 | 28729.25 | 65293.75 | 65293.75 | 15670.5 | 193.2695 | 8760 | 1720.1251 | 9449.9178 | 0 | 0 | 558.2264 | 2065.9113 | 7076.899 | -1364.1565 | 2350.9595 | 2683.5159 | 8760 | 4336.4407 | 3339.0356 | 997.4051 | 4357.9097 | 2713.2405 | 3294.665 | 11457.9908 | 9205.9682 | 0 | 7514.6132 | 8760 | 15139.4632 | 121.725 | 400.625 | 2104.7 | 1216126.7827 | 155104.6653 | 110.675
52 | C | CLW | NAP | CC | FP | WC | R60 | 2.1447 | 17.5 | 0.45 | 8760 | 162645.2379 | 0 | 120264.9882 | 65533.1035 | 52675.1945 | 28461.125 | 64684.375 | 64684.375 | 15524.25 | 191.4657 | 8760 | 1720.1251 | 10111.3828 | 0 | 0 | 571.9608 | 2122.6838 | 6476.0082 | -1348.5962 | 2943.583 | 2807.3287 | 8760 | 4339.8942 | 3087.1523 | 1252.7419 | 4357.9097 | 2713.2405 | 3289.9543 | 11468.5735 | 9216.2981 | 0 | 8027.9499 | 8760 | 15128.6328 | 152.075 | 365.4 | 2104.7 | 1215829.0648 | 155104.6653 | 267.9
53 | C | CLW | NAP | CC | FP | WC | R60 | 2.1447 | 17.5 | 0.9 | 8760 | 166044.2148 | 0 | 116586.4834 | 65533.1035 | 52675.1945 | 28373.125 | 64484.375 | 64484.375 | 15476.25 | 190.8737 | 8760 | 1720.1251 | 10578.4494 | 0 | 0 | 484.5609 | 1959.9971 | 6369.5265 | -1415.7804 | 3071.1717 | 2772.1994 | 8760 | 4340.5498 | 3062.9659 | 1277.5839 | 4357.9097 | 2713.2405 | 3311.4792 | 11470.8705 | 9240.8553 | 0 | 8522.615 | 8760 | 15117.9706 | 154.15 | 361.725 | 2104.7 | 1215892.9181 | 155104.6653 | 207.675
54 | C | CLW | NAP | CC | FP | WC | R60 | 2.1447 | 17.5 | 1.3 | 8760 | 168018.3237 | 0 | 114188.8933 | 65533.1035 | 52675.1945 | 28381.375 | 64503.125 | 64503.125 | 15480.75 | 190.9292 | 8760 | 1720.1251 | 10837.6051 | 0 | 0 | 478.5315 | 1841.4796 | 6251.0422 | -1430.3942 | 3199.787 | 2744.038 | 8760 | 4340.626 | 3015.0972 | 1325.5288 | 4357.9097 | 2713.2405 | 3310.4765 | 11480.9318 | 9257.4396 | 0 | 8807.2271 | 8760 | 15129.697 | 160.125 | 355.9 | 2104.7 | 1215826.4241 | 155104.6653 | 174.2
55 | C | CLW | NAP | CC | FP | WC | R60 | 2.1447 | 21.5 | 0.55 | 8760 | 159707.0678 | 0 | 116489.7399 | 65533.1035 | 52675.1945 | 28293.375 | 64303.125 | 64303.125 | 15432.75 | 190.3372 | 8760 | 1720.1251 | 10957.7087 | 0 | 0 | 492.3603 | 1955.5959 | 6117.275 | -1409.1577 | 3337.0539 | 2849.937 | 8760 | 4339.7695 | 2947.835 | 1391.9345 | 4357.9097 | 2713.2405 | 3309.6637 | 11508.3813 | 9273.6415 | 0 | 8793.253 | 8760 | 15148.1277 | 169.3 | 345.125 | 2104.7 | 1215528.4285 | 155104.6653 | 380.55
56 | C | CLW | NAP | CC | FP | WC | R60 | 2.1447 | 21.5 | 1.1 | 8760 | 165265.7178 | 0 | 111371.3311 | 65533.1035 | 52675.1945 | 28100.875 | 63865.625 | 63865.625 | 15327.75 | 189.0422 | 8760 | 1720.1251 | 11729.4906 | 0 | 0 | 425.8694 | 1737.6143 | 5744.187 | -1472.5971 | 3725.9102 | 2812.5319 | 8760 | 4344.3584 | 2815.1098 | 1529.2485 | 4357.9097 | 2713.2405 | 3327.2598 | 11517.3617 | 9300.0993 | 0 | 9600.0941 | 8760 | 15148.2279 | 184.475 | 326.45 | 2104.7 | 1215629.7012 | 155104.6653 | 292.25
57 | C | CLW | NAP | CC | FP | WC | R60 | 2.1447 | 21.5 | 1.6 | 8760 | 168277.9077 | 0 | 108740.5065 | 65533.1035 | 52675.1945 | 28015.625 | 63671.875 | 63671.875 | 15281.25 | 188.4687 | 8760 | 1720.1251 | 12173.6955 | 0 | 0 | 418.7487 | 1587.3156 | 5482.1341 | -1482.7438 | 4000.1409 | 2782.9736 | 8760 | 4346.7201 | 2718.254 | 1628.4661 | 4357.9097 | 2713.2405 | 3325.871 | 11522.4999 | 9318.7789 | 0 | 10069.8162 | 8760 | 15153.7432 | 195.325 | 314.05 | 2104.7 | 1215666.8044 | 155104.6653 | 245.15
58 | C | CLW | NAP | CC | FP | WC | R60 | 2.1447 | 25 | 0.65 | 8760 | 157405.5048 | 0 | 113869.4146 | 65533.1035 | 52675.1945 | 28202.625 | 64096.875 | 64096.875 | 15383.25 | 189.7267 | 8760 | 1720.1251 | 11476.65 | 0 | 0 | 441.3795 | 1834.6205 | 5943.8038 | -1450.336 | 3508.3747 | 2874.663 | 8760 | 4343.0352 | 2889.0681 | 1453.9671 | 4357.9097 | 2713.2405 | 3323.158 | 11514.8774 | 9283.2883 | 0 | 9257.6125 | 8760 | 15159.308 | 177.2 | 335.575 | 2104.7 | 1215571.5245 | 155104.6653 | 464.825
59 | C | CLW | NAP | CC | FP | WC | R60 | 2.1447 | 25 | 1.25 | 8760 | 163193.6171 | 0 | 108813.2517 | 65533.1035 | 52675.1945 | 27955.125 | 63534.375 | 63534.375 | 15248.25 | 188.0617 | 8760 | 1720.1251 | 12353.0138 | 0 | 0 | 391.4183 | 1591.8348 | 5461.5314 | -1507.8873 | 4017.4471 | 2832.7554 | 8760 | 4347.9743 | 2712.7491 | 1635.2252 | 4357.9097 | 2713.2405 | 3337.2143 | 11532.9442 | 9322.0421 | 0 | 10177.1133 | 8760 | 15151.0401 | 197.95 | 310.325 | 2104.7 | 1215632.7451 | 155104.6653 | 375.6
60 | C | CLW | NAP | CC | FP | WC | R60 | 2.1447 | 25 | 1.9 | 8760 | 168032.1122 | 0 | 105043.253 | 65533.1035 | 52675.1945 | 27776.375 | 63128.125 | 63128.125 | 15150.75 | 186.8592 | 8760 | 1720.1251 | 13052.6866 | 0 | 0 | 367.5492 | 1406.75 | 5027.6334 | -1523.83 | 4467.5957 | 2804.1889 | 8760 | 4349.7958 | 2526.1949 | 1823.6008 | 4357.9097 | 2713.2405 | 3336.0209 | 11535.5521 | 9347.9659 | 0 | 10901.5673 | 8760 | 15130.2657 | 216.025 | 289 | 2104.7 | 1215662.5865 | 155104.6653 | 310.6
61 | C | CLW | NAP | FC | ET | WC | OFF | 0.17673 | 8.5 | 0.2 | 8760 | 171281.9376 | 0 | 107803.069 | 0 | 28962.7293 | 37213 | 84575 | 84575 | 20298 | 250.342 | 8760 | 1720.1251 | 7370.2518 | 0 | 0 | 0 | 323.1105 | 8863.3836 | -1386.9818 | 2763.8199 | 3321.5067 | 8760 | 4407.1967 | 3434.8157 | 972.381 | 4423.6868 | 494.1543 | 0 | 13585.8836 | 11327.0383 | 0 | 4913.3083 | 8760 | 20002.7956 | 140.8 | 535.8 | 2468.675 | 1265127.0379 | 110654.3789 | 0
62 | C | CLW | NAP | FC | ET | WC | OFF | 0.17673 | 8.5 | 0.45 | 8760 | 174677.2208 | 0 | 103952.8257 | 0 | 28962.7293 | 37182.75 | 84506.25 | 84506.25 | 20281.5 | 250.1385 | 8760 | 1720.1251 | 7559.5852 | 0 | 0 | 0 | 242.3693 | 8706.426 | -1463.5125 | 2900.0626 | 3351.5222 | 8760 | 4404.6066 | 3387.5473 | 1017.0593 | 4423.6868 | 494.1543 | 0 | 13568.5189 | 11314.4169 | 0 | 5071.0797 | 8760 | 19980.7324 | 150.9 | 525.15 | 2468.675 | 1265132.7615 | 110654.3789 | 0
63 | C | CLW | NAP | FC | ET | WC | OFF | 0.17673 | 8.5 | 0.65 | 8760 | 175615.8421 | 0 | 102998.8893 | 0 | 28962.7293 | 37200.625 | 84546.875 | 84546.875 | 20291.25 | 250.2587 | 8760 | 1720.1251 | 7611.456 | 0 | 0 | 0 | 222.6855 | 8680.8057 | -1491.7676 | 2907.6817 | 3370.4459 | 8760 | 4404.3079 | 3384.6946 | 1019.6133 | 4423.6868 | 494.1543 | 0 | 13546.1675 | 11296.803 | 0 | 5100.6451 | 8760 | 19948.8135 | 153.025 | 523.35 | 2468.675 | 1265276.4543 | 110654.3789 | 0
64 | C | CLW | NAP | FC | ET | WC | OFF | 0.17673 | 12 | 0.3 | 8760 | 172383.828 | 0 | 98917.6614 | 0 | 28962.7293 | 36744.125 | 83509.375 | 83509.375 | 20042.25 | 247.1877 | 8760 | 1720.1251 | 9745.9838 | 0 | 0 | 0 | 208.1108 | 7029.0557 | -1501.8263 | 4703.2462 | 3474.1163 | 8760 | 4403.2598 | 2668.6158 | 1734.644 | 4423.6868 | 494.1543 | 0 | 13695.7324 | 11473.8539 | 0 | 7104.4984 | 8760 | 20034.3533 | 247.05 | 421.025 | 2468.675 | 1264499.5272 | 110654.3789 | 0
65 | C | CLW | NAP | FC | ET | WC | OFF | 0.17673 | 12 | 0.6 | 8760 | 176256.9242 | 0 | 96262.8384 | 0 | 28962.7293 | 36730.375 | 83478.125 | 83478.125 | 20034.75 | 247.0952 | 8760 | 1720.1251 | 10024.4032 | 0 | 0 | 0 | 142.4853 | 6805.4042 | -1560.9244 | 4891.8713 | 3502.8375 | 8760 | 4404.0493 | 2612.3105 | 1791.7388 | 4423.6868 | 494.1543 | 0 | 13665.411 | 11454.3124 | 0 | 7351.947 | 8760 | 20002.9758 | 259.1 | 408.725 | 2468.675 | 1264606.9765 | 110654.3789 | 0
66 | C | CLW | NAP | FC | ET | WC | OFF | 0.17673 | 12 | 0.9 | 8760 | 177994.8811 | 0 | 95218.908 | 0 | 28962.7293 | 36826.625 | 83696.875 | 83696.875 | 20087.25 | 247.7428 | 8760 | 1720.1251 | 10151.2391 | 0 | 0 | 0 | 120.4698 | 6732.3986 | -1577.9721 | 4991.7007 | 3508.087 | 8760 | 4406.1064 | 2544.1086 | 1861.9977 | 4423.6868 | 494.1543 | 0 | 13705.9888 | 11484.9135 | 0 | 7469.2914 | 8760 | 20062.1674 | 272.05 | 397.525 | 2468.675 | 1264446.332 | 110654.3789 | 0
67 | C | CLW | NAP | FC | ET | WC | OFF | 0.17673 | 15 | 0.4 | 8760 | 171542.4429 | 0 | 94419.4613 | 0 | 28962.7293 | 36429.25 | 82793.75 | 82793.75 | 19870.5 | 245.0695 | 8760 | 1720.1251 | 11399.9522 | 0 | 0 | 0 | 143.1027 | 5713.2559 | -1571.4419 | 6100.0235 | 3554.6065 | 8760 | 4404.0406 | 2134.9437 | 2269.0969 | 4423.6868 | 494.1543 | 0 | 13806.8283 | 11603.1314 | 0 | 8642.997 | 8760 | 20108.2145 | 322.675 | 339.675 | 2468.675 | 1263865.2882 | 110654.3789 | 0
68 | C | CLW | NAP | FC | ET | WC | OFF | 0.17673 | 15 | 0.75 | 8760 | 176855.4022 | 0 | 91578.6507 | 0 | 28962.7293 | 36344 | 82600 | 82600 | 19824 | 244.496 | 8760 | 1720.1251 | 11839.2359 | 0 | 0 | 0 | 88.7995 | 5385.6456 | -1611.3148 | 6449.1364 | 3573.4979 | 8760 | 4404.4538 | 2027.1271 | 2377.3267 | 4423.6868 | 494.1543 | 0 | 13832.1572 | 11635.1156 | 0 | 9062.6854 | 8760 | 20117.5926 | 342.65 | 318.15 | 2468.675 | 1263690.7342 | 110654.3789 | 0
69 | C | CLW | NAP | FC | ET | WC | OFF | 0.17673 | 15 | 1.15 | 8760 | 179899.2997 | 0 | 90629.9639 | 0 | 28962.7293 | 36371.5 | 82662.5 | 82662.5 | 19839 | 244.681 | 8760 | 1720.1251 | 12100.0058 | 0 | 0 | 0 | 65.5593 | 5229.5519 | -1629.6588 | 6636.7109 | 3584.9053 | 8760 | 4403.5362 | 1972.7647 | 2430.7714 | 4423.6868 | 494.1543 | 0 | 13856.2961 | 11672.021 | 0 | 9313.0582 | 8760 | 20166.0701 | 353.65 | 307.65 | 2468.675 | 1263658.0532 | 110654.3789 | 0
70 | C | CLW | NAP | FC | ET | WC | OFF | 0.17673 | 18.5 | 0.45 | 8760 | 167760.9496 | 0 | 91114.4317 | 0 | 28962.7293 | 36199.625 | 82271.875 | 82271.875 | 19745.25 | 243.5248 | 8760 | 1720.1251 | 12774.2794 | 0 | 0 | 0 | 101.5659 | 4717.524 | -1610.8887 | 7248.7455 | 3603.163 | 8760 | 4404.335 | 1746.2276 | 2658.1074 | 4423.6868 | 494.1543 | 0 | 13999.7377 | 11793.8004 | 0 | 9930.4135 | 8760 | 20278.9906 | 380.8 | 277.375 | 2468.675 | 1262798.3024 | 110654.3789 | 0
71 | C | CLW | NAP | FC | ET | WC | OFF | 0.17673 | 18.5 | 0.95 | 8760 | 176236.4632 | 0 | 87830.4006 | 0 | 28962.7293 | 36089.625 | 82021.875 | 82021.875 | 19685.25 | 242.7847 | 8760 | 1720.1251 | 13575.5588 | 0 | 0 | 0 | 45.33 | 4042.8832 | -1655.0979 | 7942.4955 | 3630.703 | 8760 | 4401.8578 | 1488.6713 | 2913.1865 | 4423.6868 | 494.1543 | 0 | 14003.6622 | 11826.9907 | 0 | 10707.2705 | 8760 | 20266.4253 | 418.775 | 237.4 | 2468.675 | 1262754.8439 | 110654.3789 | 0
72 | C | CLW | NAP | FC | ET | WC | OFF | 0.17673 | 18.5 | 1.4 | 8760 | 179326.7393 | 0 | 86275.7543 | 0 | 28962.7293 | 36031.875 | 81890.625 | 81890.625 | 19653.75 | 242.3963 | 8760 | 1720.1251 | 13875.4952 | 0 | 0 | 0 | 15.0489 | 3828.7354 | -1673.1454 | 8149.9131 | 3635.0277 | 8760 | 4406.1318 | 1412.6123 | 2993.5195 | 4423.6868 | 494.1543 | 0 | 13991.0774 | 11832.6532 | 0 | 11004.6303 | 8760 | 20252.5816 | 431.1 | 224.025 | 2468.675 | 1262855.654 | 110654.3789 | 0
73 | C | CLW | NAP | FC | ET | WC | OFF | 0.17673 | 21.5 | 0.55 | 8760 | 164031.9633 | 0 | 88376.3642 | 0 | 28962.7293 | 36003 | 81825 | 81825 | 19638 | 242.202 | 8760 | 1720.1251 | 13647.1969 | 0 | 0 | 0 | 63.7952 | 4012.3645 | -1644.3289 | 7986.7979 | 3627.397 | 8760 | 4399.5283 | 1498.5596 | 2900.9687 | 4423.6868 | 494.1543 | 0 | 14048.4056 | 11850.9305 | 0 | 10749.5687 | 8760 | 20295.0246 | 418.475 | 236.125 | 2468.675 | 1262420.4757 | 110654.3789 | 0
74 | C | CLW | NAP | FC | ET | WC | OFF | 0.17673 | 21.5 | 1.1 | 8760 | 173170.0234 | 0 | 85277.5708 | 0 | 28962.7293 | 35945.25 | 81693.75 | 81693.75 | 19606.5 | 241.8135 | 8760 | 1720.1251 | 14573.0069 | 0 | 0 | 0 | 15.5171 | 3295.7983 | -1682.9523 | 8798.9481 | 3656.1663 | 8760 | 4402.156 | 1211.2109 | 3190.9451 | 4423.6868 | 494.1543 | 0 | 14136.256 | 11963.017 | 0 | 11651.7684 | 8760 | 20387.7883 | 461.2 | 192.35 | 2468.675 | 1262046.5582 | 110654.3789 | 0
75 | C | CLW | NAP | FC | ET | WC | OFF | 0.17673 | 21.5 | 1.6 | 8760 | 176763.9619 | 0 | 84243.3898 | 0 | 28962.7293 | 35864.125 | 81509.375 | 81509.375 | 19562.25 | 241.2677 | 8760 | 1720.1251 | 14947.6941 | 0 | 0 | 0 | 1.7008 | 3041.074 | -1701.1129 | 9053.0554 | 3662.6214 | 8760 | 4404.4137 | 1102.7694 | 3301.6443 | 4423.6868 | 494.1543 | 0 | 14133.5796 | 11976.7905 | 0 | 12020.3763 | 8760 | 20376.2964 | 474.95 | 177.125 | 2468.675 | 1262068.6189 | 110654.3789 | 0
76 | C | CLW | NAP | FC | FP | WC | OFF | 0.17673 | 8.5 | 0.2 | 8760 | 151107.6492 | 0 | 112397.2627 | 0 | 28962.7293 | 37383.5 | 84962.5 | 84962.5 | 20391 | 251.489 | 8760 | 1720.1251 | 5718.1112 | 0 | 0 | 0 | 388.7841 | 9643.673 | -1312.0596 | 1931.9555 | 2707.0477 | 8760 | 4402.2742 | 3716.679 | 685.5952 | 4423.6868 | 494.1543 | 0 | 13494.0377 | 11254.5052 | 0 | 3821.5711 | 8760 | 19928.0402 | 99.6 | 580.1 | 2468.675 | 1267577.7345 | 110654.3789 | 54.725
77 | C | CLW | NAP | FC | FP | WC | OFF | 0.17673 | 8.5 | 0.45 | 8760 | 148356.7389 | 0 | 108846.9994 | 0 | 28962.7293 | 37532 | 85300 | 85300 | 20472 | 252.488 | 8760 | 1720.1251 | 5701.7955 | 0 | 0 | 0 | 308.0827 | 9695.0692 | -1393.7752 | 1881.2926 | 2657.6334 | 8760 | 4403.6981 | 3727.2554 | 676.4427 | 4423.6868 | 494.1543 | 0 | 13508.9751 | 11253.548 | 0 | 3836.1549 | 8760 | 19966.5186 | 101.125 | 581.275 | 2468.675 | 1267533.2547 | 110654.3789 | 31.7
78 | C | CLW | NAP | FC | FP | WC | OFF | 0.17673 | 8.5 | 0.65 | 8760 | 147747.4215 | 0 | 107809.0686 | 0 | 28962.7293 | 37461.875 | 85140.625 | 85140.625 | 20433.75 | 252.0163 | 8760 | 1720.1251 | 5693.1843 | 0 | 0 | 0 | 278.8494 | 9714.5317 | -1415.4619 | 1842.8809 | 2649.4746 | 8760 | 4402.6324 | 3745.3317 | 657.3007 | 4423.6868 | 494.1543 | 0 | 13477.4429 | 11230.4335 | 0 | 3828.7877 | 8760 | 19910.7192 | 99.025 | 582.1 | 2468.675 | 1267588.8932 | 110654.3789 | 24.625
79 | C | CLW | NAP | FC | FP | WC | OFF | 0.17673 | 12 | 0.3 | 8760 | 151360.4363 | 0 | 104968.258 | 0 | 28962.7293 | 37093.375 | 84303.125 | 84303.125 | 20232.75 | 249.5373 | 8760 | 1720.1251 | 7380.8967 | 0 | 0 | 0 | 286.5813 | 8355.2473 | -1421.189 | 3276.5519 | 2766.1828 | 8760 | 4402.7238 | 3182.7952 | 1219.9286 | 4423.6868 | 494.1543 | 0 | 13544.2764 | 11331.8851 | 0 | 5390.7991 | 8760 | 19931.4398 | 174.675 | 499.75 | 2468.675 | 1267246.6957 | 110654.3789 | 104.35
80 | C | CLW | NAP | FC | FP | WC | OFF | 0.17673 | 12 | 0.6 | 8760 | 150383.2033 | 0 | 102008.2053 | 0 | 28962.7293 | 37196.5 | 84537.5 | 84537.5 | 20289 | 250.231 | 8760 | 1720.1251 | 7427.1259 | 0 | 0 | 0 | 213.7444 | 8387.3848 | -1493.1882 | 3252.2025 | 2730.2863 | 8760 | 4402.0746 | 3205.9424 | 1196.1322 | 4423.6868 | 494.1543 | 0 | 13576.6221 | 11351.0947 | 0 | 5456.156 | 8760 | 19978.0361 | 174.325 | 501.975 | 2468.675 | 1267144.4891 | 110654.3789 | 70.075
81 | C | CLW | NAP | FC | FP | WC | OFF | 0.17673 | 12 | 0.9 | 8760 | 150630.7208 | 0 | 100783.537 | 0 | 28962.7293 | 37169 | 84475 | 84475 | 20274 | 250.046 | 8760 | 1720.1251 | 7489.7668 | 0 | 0 | 0 | 183.6479 | 8335.0811 | -1510.6255 | 3277.6502 | 2714.2425 | 8760 | 4402.6732 | 3173.4386 | 1229.2347 | 4423.6868 | 494.1543 | 0 | 13556.2915 | 11326.1396 | 0 | 5528.8058 | 8760 | 19960.746 | 181.8 | 494 | 2468.675 | 1267193.8772 | 110654.3789 | 55.4
82 | C | CLW | NAP | FC | FP | WC | OFF | 0.17673 | 15 | 0.4 | 8760 | 151203.91 | 0 | 99969.8412 | 0 | 28962.7293 | 36845.875 | 83740.625 | 83740.625 | 20097.75 | 247.8723 | 8760 | 1720.1251 | 8586.8066 | 0 | 0 | 0 | 210.1582 | 7406.2828 | -1489.5072 | 4272.5205 | 2790.6649 | 8760 | 4401.6299 | 2796.7982 | 1604.8317 | 4423.6868 | 494.1543 | 0 | 13627.1502 | 11416.8752 | 0 | 6536.469 | 8760 | 19977.8561 | 229.85 | 440.075 | 2468.675 | 1266660.3364 | 110654.3789 | 153.95
83 | C | CLW | NAP | FC | FP | WC | OFF | 0.17673 | 15 | 0.75 | 8760 | 152624.9085 | 0 | 98004.2223 | 0 | 28962.7293 | 36877.5 | 83812.5 | 83812.5 | 20115 | 248.085 | 8760 | 1720.1251 | 8763.0314 | 0 | 0 | 0 | 156.5831 | 7315.3553 | -1544.7911 | 4377.5496 | 2767.5574 | 8760 | 4406.3938 | 2774.5515 | 1631.8423 | 4423.6868 | 494.1543 | 0 | 13649.2195 | 11432.5343 | 0 | 6725.8222 | 8760 | 20006.8864 | 236.95 | 433.55 | 2468.675 | 1266583.2398 | 110654.3789 | 111.1
84 | C | CLW | NAP | FC | FP | WC | OFF | 0.17673 | 15 | 1.15 | 8760 | 154223.8965 | 0 | 96946.0428 | 0 | 28962.7293 | 36955.875 | 83990.625 | 83990.625 | 20157.75 | 248.6122 | 8760 | 1720.1251 | 8909.364 | 0 | 0 | 0 | 130.297 | 7255.5667 | -1562.6477 | 4471.7074 | 2749.0363 | 8760 | 4408.4012 | 2749.3417 | 1659.0595 | 4423.6868 | 494.1543 | 0 | 13678.8848 | 11466.6544 | 0 | 6891.0787 | 8760 | 20058.3471 | 243.125 | 428.8 | 2468.675 | 1266581.81 | 110654.3789 | 88.025
85 | C | CLW | NAP | FC | FP | WC | OFF | 0.17673 | 18.5 | 0.45 | 8760 | 149452.0069 | 0 | 97114.0316 | 0 | 28962.7293 | 36742.75 | 83506.25 | 83506.25 | 20041.5 | 247.1785 | 8760 | 1720.1251 | 9583.3503 | 0 | 0 | 0 | 172.5864 | 6677.9685 | -1536.6413 | 5101.2334 | 2810.71 | 8760 | 4403.3544 | 2494.5201 | 1908.8343 | 4423.6868 | 494.1543 | 0 | 13765.7352 | 11542.9749 | 0 | 7476.7194 | 8760 | 20111.5528 | 275.025 | 393.025 | 2468.675 | 1265994.068 | 110654.3789 | 240.55
86 | C | CLW | NAP | FC | FP | WC | OFF | 0.17673 | 18.5 | 0.95 | 8760 | 154309.8287 | 0 | 94197.4761 | 0 | 28962.7293 | 36645.125 | 83284.375 | 83284.375 | 19988.25 | 246.5217 | 8760 | 1720.1251 | 10079.3627 | 0 | 0 | 0 | 111.0122 | 6293.5196 | -1593.7374 | 5467.7332 | 2787.9142 | 8760 | 4405.962 | 2382.0134 | 2023.9487 | 4423.6868 | 494.1543 | 0 | 13743.0282 | 11541.496 | 0 | 7992.496 | 8760 | 20073.7197 | 294.725 | 371.55 | 2468.675 | 1266108.8657 | 110654.3789 | 166.85
87 | C | CLW | NAP | FC | FP | WC | OFF | 0.17673 | 18.5 | 1.4 | 8760 | 157063.1728 | 0 | 93454.2756 | 0 | 28962.7293 | 36602.5 | 83187.5 | 83187.5 | 19965 | 246.235 | 8760 | 1720.1251 | 10306.4834 | 0 | 0 | 0 | 92.1903 | 6148.0587 | -1612.1427 | 5617.1466 | 2788.347 | 8760 | 4403.7825 | 2314.0218 | 2089.7607 | 4423.6868 | 494.1543 | 0 | 13737.2727 | 11546.4629 | 0 | 8220.5854 | 8760 | 20060.7188 | 304.45 | 361.05 | 2468.675 | 1266106.0807 | 110654.3789 | 138.125
88 | C | CLW | NAP | FC | FP | WC | OFF | 0.17673 | 21.5 | 0.55 | 8760 | 148265.8224 | 0 | 94784.6869 | 0 | 28962.7293 | 36601.125 | 83184.375 | 83184.375 | 19964.25 | 246.2258 | 8760 | 1720.1251 | 10265.7551 | 0 | 0 | 0 | 135.7336 | 6154.788 | -1570.6021 | 5643.1054 | 2821.9953 | 8760 | 4403.8946 | 2329.0352 | 2074.8595 | 4423.6868 | 494.1543 | 0 | 13798.9393 | 11582.4744 | 0 | 8121.5596 | 8760 | 20129.5086 | 303.575 | 361.9 | 2468.675 | 1265755.558 | 110654.3789 | 311.35
89 | C | CLW | NAP | FC | FP | WC | OFF | 0.17673 | 21.5 | 1.1 | 8760 | 155376.0066 | 0 | 91512.6551 | 0 | 28962.7293 | 36385.25 | 82693.75 | 82693.75 | 19846.5 | 244.7735 | 8760 | 1720.1251 | 11013.9183 | 0 | 0 | 0 | 75.3296 | 5580.5698 | -1615.6276 | 6227.5151 | 2810.3432 | 8760 | 4401.6541 | 2115.5611 | 2286.093 | 4423.6868 | 494.1543 | 0 | 13775.3353 | 11602.7474 | 0 | 8885.5082 | 8760 | 20069.8703 | 333.675 | 327.875 | 2468.675 | 1265754.7999 | 110654.3789 | 221.8
90 | C | CLW | NAP | FC | FP | WC | OFF | 0.17673 | 21.5 | 1.6 | 8760 | 158164.288 | 0 | 90971.1912 | 0 | 28962.7293 | 36334.375 | 82578.125 | 82578.125 | 19818.75 | 244.4313 | 8760 | 1720.1251 | 11313.2552 | 0 | 0 | 0 | 57.8659 | 5371.7575 | -1640.3068 | 6445.1899 | 2804.0449 | 8760 | 4400.9614 | 2028.3114 | 2372.65 | 4423.6868 | 494.1543 | 0 | 13784.8955 | 11622.2464 | 0 | 9189.9752 | 8760 | 20076.2305 | 344.7 | 315.925 | 2468.675 | 1265819.3494 | 110654.3789 | 186.975
91 | C | CLW | NAP | FC | ET | WC | R100 | 1.2661 | 8.5 | 0.2 | 8760 | 164074.3214 | 0 | 145149.0791 | 65533.1035 | 78692.285 | 28630.25 | 65068.75 | 65068.75 | 15616.5 | 192.6035 | 8760 | 1720.1251 | 7045.0908 | 0 | 0 | 578.446 | 3289.5071 | 7503.4209 | -1166.6085 | 1330.5862 | 3107.2945 | 8760 | 3259.2381 | 2792.9032 | 466.3349 | 3270.518 | 3692.7555 | 2021.9061 | 10007.0755 | 8565.6736 | 0 | 4885.1297 | 8760 | 13648.6099 | 72.425 | 448.125 | 2227.75 | 918492.7681 | 178372.614 | 207.4
92 | C | CLW | NAP | FC | ET | WC | R100 | 1.2661 | 8.5 | 0.45 | 8760 | 169853.8118 | 0 | 142257.2719 | 65533.1035 | 78692.285 | 28545 | 64875 | 64875 | 15570 | 192.03 | 8760 | 1720.1251 | 7345.6613 | 0 | 0 | 498.5073 | 3186.3405 | 7374.0008 | -1240.7749 | 1441.665 | 3085.4123 | 8760 | 3258.5323 | 2764.5564 | 493.9758 | 3270.518 | 3692.7555 | 2024.1872 | 9991.7964 | 8564.4518 | 0 | 5215.1979 | 8760 | 13613.8636 | 77.925 | 441.075 | 2227.75 | 918515.8084 | 178372.614 | 161.45
93 | C | CLW | NAP | FC | ET | WC | R100 | 1.2661 | 8.5 | 0.65 | 8760 | 171721.2387 | 0 | 141369.3311 | 65533.1035 | 78692.285 | 28542.25 | 64868.75 | 64868.75 | 15568.5 | 192.0115 | 8760 | 1720.1251 | 7443.3347 | 0 | 0 | 493.8604 | 3145.2219 | 7317.3794 | -1257.2618 | 1488.2625 | 3084.3089 | 8760 | 3260.8363 | 2750.0012 | 510.8351 | 3270.518 | 3692.7555 | 2024.6834 | 9988.1493 | 8560.1622 | 0 | 5314.0955 | 8760 | 13629.7254 | 81.2 | 437.75 | 2227.75 | 918590.5054 | 178372.614 | 148.375
94 | C | CLW | NAP | FC | ET | WC | R100 | 1.2661 | 12 | 0.3 | 8760 | 159791.0921 | 0 | 135436.4766 | 65533.1035 | 78692.285 | 28366.25 | 64468.75 | 64468.75 | 15472.5 | 190.8275 | 8760 | 1720.1251 | 9026.4639 | 0 | 0 | 451.3955 | 2907.4048 | 6466.6573 | -1284.9177 | 2420.9698 | 3293.8065 | 8760 | 3260.9556 | 2377.7059 | 883.2497 | 3270.518 | 3692.7555 | 2026.9181 | 10072.764 | 8654.0633 | 0 | 6637.9431 | 8760 | 13685.486 | 133.25 | 382.5 | 2227.75 | 918042.0629 | 178372.614 | 376.375
95 | C | CLW | NAP | FC | ET | WC | R100 | 1.2661 | 12 | 0.6 | 8760 | 165500.7137 | 0 | 131908.7119 | 65533.1035 | 78692.285 | 28237 | 64175 | 64175 | 15402 | 189.958 | 8760 | 1720.1251 | 9415.528 | 0 | 0 | 403.2736 | 2762.9871 | 6277.6794 | -1340.5756 | 2584.0864 | 3286.5026 | 8760 | 3261.1355 | 2360.7283 | 900.4072 | 3270.518 | 3692.7555 | 2027.7171 | 10053.2598 | 8650.5818 | 0 | 7038.8472 | 8760 | 13660.1439 | 139.125 | 374.275 | 2227.75 | 918248.3638 | 178372.614 | 326.3
96 | C | CLW | NAP | FC | ET | WC | R100 | 1.2661 | 12 | 0.9 | 8760 | 168088.0046 | 0 | 130766.538 | 65533.1035 | 78692.285 | 28183.375 | 64053.125 | 64053.125 | 15372.75 | 189.5973 | 8760 | 1720.1251 | 9585.5667 | 0 | 0 | 407.0675 | 2703.182 | 6171.9765 | -1357.0801 | 2677.652 | 3284.4233 | 8760 | 3261.209 | 2329.7566 | 931.4524 | 3270.518 | 3692.7555 | 2027.8911 | 10056.3712 | 8648.9608 | 0 | 7211.0583 | 8760 | 13675.504 | 144.625 | 367.8 | 2227.75 | 918272.0486 | 178372.614 | 305.525
97 | C | CLW | NAP | FC | ET | WC | R100 | 1.2661 | 15 | 0.4 | 8760 | 156816.1665 | 0 | 128371.9477 | 65533.1035 | 78692.285 | 28072 | 63800 | 63800 | 15312 | 188.848 | 8760 | 1720.1251 | 10434.6699 | 0 | 0 | 385.1238 | 2600.9577 | 5719.7421 | -1358.1539 | 3211.8554 | 3395.6325 | 8760 | 3260.9862 | 2118.7906 | 1142.1956 | 3270.518 | 3692.7555 | 2029.1536 | 10136.9974 | 8731.275 | 0 | 7907.8914 | 8760 | 13743.8778 | 173.9 | 336.5 | 2227.75 | 917767.9061 | 178372.614 | 511.55
98 | C | CLW | NAP | FC | ET | WC | R100 | 1.2661 | 15 | 0.75 | 8760 | 162376.1133 | 0 | 124580.9504 | 65533.1035 | 78692.285 | 27952.375 | 63528.125 | 63528.125 | 15246.75 | 188.0433 | 8760 | 1720.1251 | 10889.1974 | 0 | 0 | 359.6241 | 2429.5812 | 5496.7365 | -1397.1471 | 3430.2768 | 3389.9398 | 8760 | 3259.9676 | 2077.9274 | 1182.0402 | 3270.518 | 3692.7555 | 2029.1829 | 10125.1942 | 8744.248 | 0 | 8373.5116 | 8760 | 13704.6406 | 182.725 | 325.5 | 2227.75 | 917856.84 | 178372.614 | 462.025
99 | C | CLW | NAP | FC | ET | WC | R100 | 1.2661 | 15 | 1.15 | 8760 | 166150.8194 | 0 | 122631.0804 | 65533.1035 | 78692.285 | 27820.375 | 63228.125 | 63228.125 | 15174.75 | 187.1552 | 8760 | 1720.1251 | 11178.6443 | 0 | 0 | 359.8095 | 2329.4827 | 5292.3454 | -1404.529 | 3614.3492 | 3374.1414 | 8760 | 3259.5305 | 2046.9363 | 1212.5941 | 3270.518 | 3692.7555 | 2029.2821 | 10094.5118 | 8736.2695 | 0 | 8682.0833 | 8760 | 13670.3687 | 187.875 | 317.95 | 2227.75 | 917988.7685 | 178372.614 | 425.45
100 | C | CLW | NAP | FC | ET | WC | R100 | 1.2661 | 18.5 | 0.45 | 8760 | 151046.7482 | 0 | 122828.3173 | 65533.1035 | 78692.285 | 27792.875 | 63165.625 | 63165.625 | 15159.75 | 186.9702 | 8760 | 1720.1251 | 11545.0802 | 0 | 0 | 347.9507 | 2341.3693 | 5128.2989 | -1399.2913 | 3840.4514 | 3471.2092 | 8760 | 3259.7719 | 1945.3226 | 1314.4493 | 3270.518 | 3692.7555 | 2030.3568 | 10184.5685 | 8793.3582 | 0 | 8904.1713 | 8760 | 13764.7783 | 203.725 | 301.6 | 2227.75 | 917432.5728 | 178372.614 | 685.775
101 | C | CLW | NAP | FC | ET | WC | R100 | 1.2661 | 18.5 | 0.95 | 8760 | 159154.5793 | 0 | 117770.6545 | 65533.1035 | 78692.285 | 27645.75 | 62831.25 | 62831.25 | 15079.5 | 185.9805 | 8760 | 1720.1251 | 12312.7612 | 0 | 0 | 300.9278 | 2096.7623 | 4759.6665 | -1454.8565 | 4218.5839 | 3474.5662 | 8760 | 3258.5273 | 1852.3716 | 1406.1557 | 3270.518 | 3692.7555 | 2031.6103 | 10187.4461 | 8824.4975 | 0 | 9675.2194 | 8760 | 13753.7301 | 219.175 | 283.475 | 2227.75 | 917529.9368 | 178372.614 | 610.15
102 | C | CLW | NAP | FC | ET | WC | R100 | 1.2661 | 18.5 | 1.4 | 8760 | 163340.4633 | 0 | 115394.0629 | 65533.1035 | 78692.285 | 27546.75 | 62606.25 | 62606.25 | 15025.5 | 185.3145 | 8760 | 1720.1251 | 12692.9571 | 0 | 0 | 295.0268 | 1968.7396 | 4531.501 | -1465.0941 | 4452.9817 | 3462.1507 | 8760 | 3259.9385 | 1791.5362 | 1468.4023 | 3270.518 | 3692.7555 | 2031.4699 | 10195.7479 | 8840.2921 | 0 | 10070.7749 | 8760 | 13742.5972 | 228.05 | 272.8 | 2227.75 | 917587.9437 | 178372.614 | 569.875
103 | C | CLW | NAP | FC | ET | WC | R100 | 1.2661 | 21.5 | 0.55 | 8760 | 147052.5234 | 0 | 118311.3684 | 65533.1035 | 78692.285 | 27684.25 | 62918.75 | 62918.75 | 15100.5 | 186.2395 | 8760 | 1720.1251 | 12321.7796 | 0 | 0 | 303.4973 | 2119.2667 | 4800.8925 | -1441.04 | 4199.7476 | 3513.2011 | 8760 | 3258.2229 | 1841.6182 | 1416.6047 | 3270.518 | 3692.7555 | 2031.4975 | 10215.1724 | 8837.4406 | 0 | 9611.2877 | 8760 | 13786.5324 | 220.925 | 282.425 | 2227.75 | 917252.6188 | 178372.614 | 817.75
104 | C | CLW | NAP | FC | ET | WC | R100 | 1.2661 | 21.5 | 1.1 | 8760 | 155821.6454 | 0 | 112873.481 | 65533.1035 | 78692.285 | 27491.75 | 62481.25 | 62481.25 | 14995.5 | 184.9445 | 8760 | 1720.1251 | 13208.7201 | 0 | 0 | 268.6638 | 1859.1161 | 4339.6078 | -1497.4679 | 4675.5546 | 3525.6577 | 8760 | 3258.7983 | 1709.9168 | 1548.8815 | 3270.518 | 3692.7555 | 2033.8825 | 10227.6155 | 8877.3356 | 0 | 10491.123 | 8760 | 13776.693 | 239.8 | 260.05 | 2227.75 | 917327.6717 | 178372.614 | 733.675
105 | C | CLW | NAP | FC | ET | WC | R100 | 1.2661 | 21.5 | 1.6 | 8760 | 161351.9654 | 0 | 109965.9248 | 65533.1035 | 78692.285 | 27368 | 62200 | 62200 | 14928 | 184.112 | 8760 | 1720.1251 | 13766.9029 | 0 | 0 | 261.3267 | 1697.8181 | 3996.4182 | -1507.4871 | 5034.6292 | 3516.3966 | 8760 | 3259.2052 | 1597.4698 | 1661.7354 | 3270.518 | 3692.7555 | 2034.0084 | 10239.9423 | 8902.3404 | 0 | 11062.393 | 8760 | 13794.9315 | 256 | 241.6 | 2227.75 | 917445.2855 | 178372.614 | 679.15
106 | C | CLW | NAP | FC | FP | WC | R100 | 1.2661 | 8.5 | 0.2 | 8760 | 159689.6019 | 0 | 147674.9107 | 65533.1035 | 78692.285 | 28685.25 | 65193.75 | 65193.75 | 15646.5 | 192.9735 | 8760 | 1720.1251 | 6131.9213 | 0 | 0 | 618.143 | 3380.169 | 7768.4495 | -1110.4268 | 1035.2489 | 2712.2131 | 8760 | 3258.4319 | 2887.9313 | 370.5006 | 3270.518 | 3692.7555 | 2019.6241 | 9964.9964 | 8526.2155 | 0 | 4353.962 | 8760 | 13619.4664 | 57.275 | 464.275 | 2227.75 | 918637.2163 | 178372.614 | 93.475
107 | C | CLW | NAP | FC | FP | WC | R100 | 1.2661 | 8.5 | 0.45 | 8760 | 162335.9852 | 0 | 143721.9242 | 65533.1035 | 78692.285 | 28707.25 | 65243.75 | 65243.75 | 15658.5 | 193.1215 | 8760 | 1720.1251 | 6400.1202 | 0 | 0 | 526.0932 | 3225.5158 | 7749.5484 | -1181.5851 | 1076.0945 | 2655.958 | 8760 | 3259.7969 | 2896.8923 | 362.9045 | 3270.518 | 3692.7555 | 2022.2429 | 9991.233 | 8556.7031 | 0 | 4677.1382 | 8760 | 13644.2349 | 58.95 | 463 | 2227.75 | 918565.4004 | 178372.614 | 62.775
108 | C | CLW | NAP | FC | FP | WC | R100 | 1.2661 | 8.5 | 0.65 | 8760 | 163422.9335 | 0 | 142701.2423 | 65533.1035 | 78692.285 | 28737.5 | 65312.5 | 65312.5 | 15675 | 193.325 | 8760 | 1720.1251 | 6491.1188 | 0 | 0 | 508.9425 | 3177.6842 | 7749.0955 | -1205.5888 | 1089.3186 | 2639.9518 | 8760 | 3263.0631 | 2900.6401 | 362.423 | 3270.518 | 3692.7555 | 2022.8105 | 10010.9306 | 8570.8699 | 0 | 4782.5372 | 8760 | 13656.441 | 58.55 | 463.95 | 2227.75 | 918535.1277 | 178372.614 | 44.9
109 | C | CLW | NAP | FC | FP | WC | R100 | 1.2661 | 12 | 0.3 | 8760 | 158143.8865 | 0 | 139267.2212 | 65533.1035 | 78692.285 | 28494.125 | 64759.375 | 64759.375 | 15542.25 | 191.6877 | 8760 | 1720.1251 | 7712.4985 | 0 | 0 | 490.5457 | 3054.1139 | 6975.2784 | -1227.4003 | 1852.0046 | 2827.153 | 8760 | 3260.5827 | 2574.053 | 686.5298 | 3270.518 | 3692.7555 | 2024.4473 | 10003.8116 | 8576.5551 | 0 | 5780.6155 | 8760 | 13636.5769 | 103.825 | 414.25 | 2227.75 | 918400.8437 | 178372.614 | 178
110 | C | CLW | NAP | FC | FP | WC | R100 | 1.2661 | 12 | 0.6 | 8760 | 160488.7906 | 0 | 135198.7425 | 65533.1035 | 78692.285 | 28447.375 | 64653.125 | 64653.125 | 15516.75 | 191.3733 | 8760 | 1720.1251 | 8013.9424 | 0 | 0 | 425.6358 | 2886.2602 | 6935.5284 | -1290.8122 | 1903.5045 | 2784.8455 | 8760 | 3260.5376 | 2583.0682 | 677.4695 | 3270.518 | 3692.7555 | 2026.0312 | 10028.3979 | 8602.6257 | 0 | 6118.1655 | 8760 | 13653.4799 | 104.325 | 412.9 | 2227.75 | 918276.4954 | 178372.614 | 138.85
111 | C | CLW | NAP | FC | FP | WC | R100 | 1.2661 | 12 | 0.9 | 8760 | 162162.6569 | 0 | 133303.6189 | 65533.1035 | 78692.285 | 28424 | 64600 | 64600 | 15504 | 191.216 | 8760 | 1720.1251 | 8197.2879 | 0 | 0 | 422.7578 | 2793.4482 | 6845.2032 | -1305.4623 | 1999.2324 | 2755.2365 | 8760 | 3259.3962 | 2567.6407 | 691.7554 | 3270.518 | 3692.7555 | 2025.963 | 10027.8045 | 8617.2164 | 0 | 6330.2169 | 8760 | 13653.2916 | 108.8 | 408 | 2227.75 | 918339.0425 | 178372.614 | 114.45
112 | C | CLW | NAP | FC | FP | WC | R100 | 1.2661 | 15 | 0.4 | 8760 | 156736.1085 | 0 | 133067.3846 | 65533.1035 | 78692.285 | 28231.5 | 64162.5 | 64162.5 | 15399 | 189.921 | 8760 | 1720.1251 | 8825.6217 | 0 | 0 | 420.9937 | 2795.4792 | 6405.4047 | -1301.9822 | 2451.562 | 2886.6698 | 8760 | 3260.4156 | 2375.6947 | 884.7209 | 3270.518 | 3692.7555 | 2026.9012 | 10057.8596 | 8633.2571 | 0 | 6798.3301 | 8760 | 13666.2881 | 135.325 | 377.975 | 2227.75 | 918021.628 | 178372.614 | 251.675
113 | C | CLW | NAP | FC | FP | WC | R100 | 1.2661 | 15 | 0.75 | 8760 | 159775.3874 | 0 | 128748.4226 | 65533.1035 | 78692.285 | 28208.125 | 64109.375 | 64109.375 | 15386.25 | 189.7637 | 8760 | 1720.1251 | 9227.2331 | 0 | 0 | 368.6468 | 2605.2914 | 6281.852 | -1350.8147 | 2585.2386 | 2843.1664 | 8760 | 3260.3462 | 2362.1114 | 898.2348 | 3270.518 | 3692.7555 | 2028.0315 | 10066.1885 | 8657.8396 | 0 | 7239.1309 | 8760 | 13671.9168 | 140.3 | 372.575 | 2227.75 | 918090.3483 | 178372.614 | 199.6
114 | C | CLW | NAP | FC | FP | WC | R100 | 1.2661 | 15 | 1.15 | 8760 | 161972.1706 | 0 | 126428.8272 | 65533.1035 | 78692.285 | 28081.625 | 63821.875 | 63821.875 | 15317.25 | 188.9127 | 8760 | 1720.1251 | 9484.5169 | 0 | 0 | 372.6976 | 2477.7666 | 6134.7841 | -1363.225 | 2720.9269 | 2812.3033 | 8760 | 3260.7862 | 2336.6447 | 924.1416 | 3270.518 | 3692.7555 | 2028.3074 | 10038.5111 | 8646.6579 | 0 | 7525.1978 | 8760 | 13645.4025 | 144.2 | 366.375 | 2227.75 | 918200.0258 | 178372.614 | 170.8
115 | C | CLW | NAP | FC | FP | WC | R100 | 1.2661 | 18.5 | 0.45 | 8760 | 154267.2138 | 0 | 128433.4436 | 65533.1035 | 78692.285 | 28157.25 | 63993.75 | 63993.75 | 15358.5 | 189.4215 | 8760 | 1720.1251 | 9729.132 | 0 | 0 | 379.5325 | 2584.8017 | 5979.5882 | -1344.903 | 2941.4766 | 2935.4274 | 8760 | 3259.9713 | 2229.9844 | 1029.987 | 3270.518 | 3692.7555 | 2028.3353 | 10130.1755 | 8714.8947 | 0 | 7617.1805 | 8760 | 13726.6538 | 160.4 | 351.55 | 2227.75 | 917686.9885 | 178372.614 | 353.3
116 | C | CLW | NAP | FC | FP | WC | R100 | 1.2661 | 18.5 | 0.95 | 8760 | 159566.2775 | 0 | 122558.3353 | 65533.1035 | 78692.285 | 27970.25 | 63568.75 | 63568.75 | 15256.5 | 188.1635 | 8760 | 1720.1251 | 10439.3858 | 0 | 0 | 323.6212 | 2320.3483 | 5654.624 | -1407.429 | 3276.2026 | 2891.4957 | 8760 | 3259.1697 | 2162.4037 | 1096.766 | 3270.518 | 3692.7555 | 2029.861 | 10127.0119 | 8744.616 | 0 | 8369.2969 | 8760 | 13716.7136 | 171.575 | 336.975 | 2227.75 | 917808.5768 | 178372.614 | 272.45
117 | C | CLW | NAP | FC | FP | WC | R100 | 1.2661 | 18.5 | 1.4 | 8760 | 162014.6408 | 0 | 120114.9982 | 65533.1035 | 78692.285 | 27898.75 | 63406.25 | 63406.25 | 15217.5 | 187.6825 | 8760 | 1720.1251 | 10758.7332 | 0 | 0 | 318.749 | 2205.9611 | 5460.8068 | -1416.2383 | 3474.0099 | 2862.7011 | 8760 | 3259.4772 | 2114.7494 | 1144.7278 | 3270.518 | 3692.7555 | 2029.5179 | 10127.4787 | 8755.7938 | 0 | 8716.2692 | 8760 | 13712.4938 | 180.275 | 326.975 | 2227.75 | 917827.0254 | 178372.614 | 236.925
118 | C | CLW | NAP | FC | FP | WC | R100 | 1.2661 | 21.5 | 0.55 | 8760 | 152473.0253 | 0 | 124151.2291 | 65533.1035 | 78692.285 | 28017 | 63675 | 63675 | 15282 | 188.478 | 8760 | 1720.1251 | 10400.8181 | 0 | 0 | 343.0748 | 2375.5349 | 5704.0109 | -1388.9014 | 3236.5868 | 2954.5026 | 8760 | 3258.2123 | 2147.702 | 1110.5103 | 3270.518 | 3692.7555 | 2029.6992 | 10143.4165 | 8742.289 | 0 | 8242.8344 | 8760 | 13724.8872 | 174.65 | 334.75 | 2227.75 | 917689.2632 | 178372.614 | 426.2
119 | C | CLW | NAP | FC | FP | WC | R100 | 1.2661 | 21.5 | 1.1 | 8760 | 158978.0721 | 0 | 118278.3706 | 65533.1035 | 78692.285 | 27805.25 | 63193.75 | 63193.75 | 15166.5 | 187.0535 | 8760 | 1720.1251 | 11228.9777 | 0 | 0 | 295.7802 | 2108.6059 | 5259.0009 | -1440.923 | 3688.9162 | 2918.7848 | 8760 | 3259.1611 | 2032.1872 | 1226.9739 | 3270.518 | 3692.7555 | 2030.8094 | 10151.5218 | 8775.8211 | 0 | 9107.8441 | 8760 | 13721.786 | 192.7 | 312.85 | 2227.75 | 917759.9523 | 178372.614 | 341.55
120 | C | CLW | NAP | FC | FP | WC | R100 | 1.2661 | 21.5 | 1.6 | 8760 | 162036.7327 | 0 | 115178.8273 | 65533.1035 | 78692.285 | 27671.875 | 62890.625 | 62890.625 | 15093.75 | 186.1562 | 8760 | 1720.1251 | 11710.8504 | 0 | 0 | 283.9917 | 1956.3534 | 4948.7488 | -1450.2735 | 4007.2034 | 2882.2685 | 8760 | 3258.8937 | 1947.0052 | 1311.8886 | 3270.518 | 3692.7555 | 2031.0742 | 10156.8361 | 8794.2091 | 0 | 9624.2344 | 8760 | 13705.9455 | 205.6 | 297.525 | 2227.75 | 917830.9537 | 178372.614 | 292.05
121 | C | CLW | NAP | FC | ET | WC | R60 | 1.453 | 8.5 | 0.2 | 8760 | 165513.9851 | 0 | 129685.8601 | 65533.1035 | 48477.7622 | 30816.5 | 70037.5 | 70037.5 | 16809 | 207.311 | 8760 | 1720.1251 | 7112.1756 | 0 | 0 | 548.3745 | 1691.959 | 8143.5544 | -1217.4167 | 1363.8122 | 3048.0952 | 8760 | 3540.6169 | 3057.2082 | 483.4087 | 3550.5355 | 1838.219 | 2301.8983 | 10848.7785 | 9227.8338 | 0 | 4914.3573 | 8760 | 14715.6917 | 74.3 | 486 | 2346.175 | 996357.6874 | 155104.6653 | 197.675
122 | C | CLW | NAP | FC | ET | WC | R60 | 1.453 | 8.5 | 0.45 | 8760 | 170755.8063 | 0 | 126729.5571 | 65533.1035 | 48477.7622 | 30732.625 | 69846.875 | 69846.875 | 16763.25 | 206.7467 | 8760 | 1720.1251 | 7383.942 | 0 | 0 | 462.3242 | 1612.353 | 8035.002 | -1300.05 | 1454.1763 | 3046.6109 | 8760 | 3539.4036 | 3043.1264 | 496.2772 | 3550.5355 | 1838.219 | 2308.7101 | 10830.6919 | 9219.0824 | 0 | 5193.3637 | 8760 | 14683.348 | 79.1 | 479.675 | 2346.175 | 996423.4565 | 155104.6653 | 154.625
123 | C | CLW | NAP | FC | ET | WC | R60 | 1.453 | 8.5 | 0.65 | 8760 | 172788.1664 | 0 | 125332.4003 | 65533.1035 | 48477.7622 | 30684.5 | 69737.5 | 69737.5 | 16737 | 206.423 | 8760 | 1720.1251 | 7492.6942 | 0 | 0 | 462.6643 | 1567.3215 | 7968.9142 | -1314.2014 | 1512.6686 | 3042.406 | 8760 | 3540.8007 | 3032.9246 | 507.8762 | 3550.5355 | 1838.219 | 2309.0797 | 10817.0561 | 9214.9159 | 0 | 5307.3611 | 8760 | 14668.5837 | 80.875 | 477.025 | 2346.175 | 996476.72 | 155104.6653 | 135.275
124 | C | CLW | NAP | FC | ET | WC | R60 | 1.453 | 12 | 0.3 | 8760 | 160828.3737 | 0 | 121366.6647 | 65533.1035 | 48477.7622 | 30456.25 | 69218.75 | 69218.75 | 16612.5 | 204.8875 | 8760 | 1720.1251 | 9059.3858 | 0 | 0 | 402.9201 | 1451.6797 | 7044.872 | -1356.6035 | 2505.2276 | 3256.1177 | 8760 | 3540.9844 | 2636.6097 | 904.3747 | 3550.5355 | 1838.219 | 2314.4298 | 10898.126 | 9297.0426 | 0 | 6610.9214 | 8760 | 14734.3233 | 137.425 | 416.325 | 2346.175 | 996015.5403 | 155104.6653 | 371.175
125 | C | CLW | NAP | FC | ET | WC | R60 | 1.453 | 12 | 0.6 | 8760 | 165969.2632 | 0 | 117918.3946 | 65533.1035 | 48477.7622 | 30375.125 | 69034.375 | 69034.375 | 16568.25 | 204.3417 | 8760 | 1720.1251 | 9417.4172 | 0 | 0 | 347.5545 | 1346.3601 | 6876.981 | -1416.882 | 2650.9467 | 3262.7733 | 8760 | 3541.5417 | 2605.8855 | 935.6562 | 3550.5355 | 1838.219 | 2317.3407 | 10883.5747 | 9299.4126 | 0 | 6964.2777 | 8760 | 14702.9156 | 142.95 | 409.325 | 2346.175 | 996101.1942 | 155104.6653 | 324.45
126 | C | CLW | NAP | FC | ET | WC | R60 | 1.453 | 12 | 0.9 | 8760 | 168813.478 | 0 | 115916.778 | 65533.1035 | 48477.7622 | 30317.375 | 68903.125 | 68903.125 | 16536.75 | 203.9533 | 8760 | 1720.1251 | 9610.6616 | 0 | 0 | 344.5444 | 1274.918 | 6780.4128 | -1427.058 | 2753.6575 | 3257.4837 | 8760 | 3541.8839 | 2579.3658 | 962.5181 | 3550.5355 | 1838.219 | 2316.984 | 10883.9752 | 9310.8787 | 0 | 7165.4347 | 8760 | 14694.8003 | 148.325 | 402.9 | 2346.175 | 996045.4248 | 155104.6653 | 299.3
127 | C | CLW | NAP | FC | ET | WC | R60 | 1.453 | 15 | 0.4 | 8760 | 156758.7343 | 0 | 115325.0675 | 65533.1035 | 48477.7622 | 30148.25 | 68518.75 | 68518.75 | 16444.5 | 202.8155 | 8760 | 1720.1251 | 10390.6167 | 0 | 0 | 327.9437 | 1280.8027 | 6255.2406 | -1434.296 | 3331.9602 | 3364.4569 | 8760 | 3541.3058 | 2350.3922 | 1190.9137 | 3550.5355 | 1838.219 | 2318.719 | 10955.9323 | 9373.872 | 0 | 7795.6271 | 8760 | 14762.2317 | 179.625 | 368.525 | 2346.175 | 995633.235 | 155104.6653 | 520.575
128 | C | CLW | NAP | FC | ET | WC | R60 | 1.453 | 15 | 0.75 | 8760 | 162638.9167 | 0 | 111673.5609 | 65533.1035 | 48477.7622 | 30075.375 | 68353.125 | 68353.125 | 16404.75 | 202.3253 | 8760 | 1720.1251 | 10865.7005 | 0 | 0 | 295.8325 | 1152.0875 | 6024.1928 | -1481.2215 | 3569.2885 | 3374.0913 | 8760 | 3541.5812 | 2306.4819 | 1235.0992 | 3550.5355 | 1838.219 | 2322.968 | 10962.757 | 9397.7061 | 0 | 8266.3923 | 8760 | 14764.549 | 189.325 | 357.5 | 2346.175 | 995667.2653 | 155104.6653 | 466.4
129 | C | CLW | NAP | FC | ET | WC | R60 | 1.453 | 15 | 1.15 | 8760 | 166711.7685 | 0 | 108931.7437 | 65533.1035 | 48477.7622 | 29979.125 | 68134.375 | 68134.375 | 16352.25 | 201.6778 | 8760 | 1720.1251 | 11179.6861 | 0 | 0 | 280.0043 | 1052.2523 | 5860.5523 | -1496.1171 | 3739.9603 | 3372.4149 | 8760 | 3541.368 | 2273.1828 | 1268.1852 | 3550.5355 | 1838.219 | 2322.6705 | 10963.6214 | 9414.7962 | 0 | 8584.3247 | 8760 | 14754.2304 | 195.5 | 349.575 | 2346.175 | 995827.1659 | 155104.6653 | 426.525
130 | C | CLW | NAP | FC | ET | WC | R60 | 1.453 | 18.5 | 0.45 | 8760 | 150376.1479 | 0 | 110730.1239 | 65533.1035 | 48477.7622 | 29990.125 | 68159.375 | 68159.375 | 16358.25 | 201.7517 | 8760 | 1720.1251 | 11431.9207 | 0 | 0 | 284.2429 | 1134.6937 | 5686.6226 | -1478.9293 | 3989.6312 | 3434.8539 | 8760 | 3541.3421 | 2189.0626 | 1352.2795 | 3550.5355 | 1838.219 | 2322.3024 | 11061.0995 | 9483.1412 | 0 | 8727.5827 | 8760 | 14862.129 | 210.55 | 334.725 | 2346.175 | 995155.4928 | 155104.6653 | 705.475
131 | C | CLW | NAP | FC | ET | WC | R60 | 1.453 | 18.5 | 0.95 | 8760 | 158154.6461 | 0 | 105601.9658 | 65533.1035 | 48477.7622 | 29821 | 67775 | 67775 | 16266 | 200.614 | 8760 | 1720.1251 | 12158.9507 | 0 | 0 | 252.3002 | 942.2008 | 5287.2835 | -1532.2374 | 4381.9139 | 3450.673 | 8760 | 3541.7453 | 2072.7822 | 1468.9631 | 3550.5355 | 1838.219 | 2325.808 | 11052.7321 | 9500.7587 | 0 | 9442.8141 | 8760 | 14832.9667 | 226.725 | 315.475 | 2346.175 | 995311.8239 | 155104.6653 | 633.325
132 | C | CLW | NAP | FC | ET | WC | R60 | 1.453 | 18.5 | 1.4 | 8760 | 163399.1571 | 0 | 103247.1227 | 65533.1035 | 48477.7622 | 29689 | 67475 | 67475 | 16194 | 199.726 | 8760 | 1720.1251 | 12621.6099 | 0 | 0 | 222.4764 | 866.0714 | 4970.8838 | -1552.1991 | 4695.859 | 3460.0822 | 8760 | 3540.3498 | 1978.374 | 1561.9758 | 3550.5355 | 1838.219 | 2326.9137 | 11039.6031 | 9509.3599 | 0 | 9901.5095 | 8760 | 14819.3815 | 240.05 | 299.75 | 2346.175 | 995438.5455 | 155104.6653 | 581.45
133 | C | CLW | NAP | FC | ET | WC | R60 | 1.453 | 21.5 | 0.55 | 8760 | 145816.9366 | 0 | 106912.8783 | 65533.1035 | 48477.7622 | 29821 | 67775 | 67775 | 16266 | 200.614 | 8760 | 1720.1251 | 12118.6799 | 0 | 0 | 244.3572 | 987.2836 | 5347.6181 | -1522.0001 | 4328.734 | 3477.7671 | 8760 | 3539.4623 | 2077.2099 | 1462.2525 | 3550.5355 | 1838.219 | 2325.7936 | 11066.3031 | 9498.3468 | 0 | 9341.037 | 8760 | 14846.61 | 226.65 | 315.55 | 2346.175 | 995053.825 | 155104.6653 | 843.3
134 | C | CLW | NAP | FC | ET | WC | R60 | 1.453 | 21.5 | 1.1 | 8760 | 154741.118 | 0 | 101828.9673 | 65533.1035 | 48477.7622 | 29627.125 | 67334.375 | 67334.375 | 16160.25 | 199.3098 | 8760 | 1720.1251 | 13017.0633 | 0 | 0 | 207.7629 | 803.6805 | 4804.3696 | -1566.5642 | 4904.32 | 3497.5705 | 8760 | 3539.4785 | 1906.1383 | 1633.3402 | 3550.5355 | 1838.219 | 2327.8191 | 11085.3363 | 9556.7772 | 0 | 10228.0277 | 8760 | 14859.6778 | 251.925 | 286.75 | 2346.175 | 995041.5083 | 155104.6653 | 757.425
135 | C | CLW | NAP | FC | ET | WC | R60 | 1.453 | 21.5 | 1.6 | 8760 | 160223.9099 | 0 | 99356.3822 | 65533.1035 | 48477.7622 | 29522.625 | 67096.875 | 67096.875 | 16103.25 | 198.6068 | 8760 | 1720.1251 | 13568.6897 | 0 | 0 | 184.1519 | 713.5489 | 4444.5742 | -1588.1201 | 5278.9558 | 3508.2819 | 8760 | 3539.5483 | 1778.8988 | 1760.6495 | 3550.5355 | 1838.219 | 2329.5819 | 11105.8904 | 9585.8342 | 0 | 10772.2142 | 8760 | 14876.1053 | 268.15 | 268.625 | 2346.175 | 995140.8604 | 155104.6653 | 703.875
136 | C | CLW | NAP | FC | FP | WC | R60 | 1.453 | 8.5 | 0.2 | 8760 | 160558.9728 | 0 | 131857.7153 | 65533.1035 | 48477.7622 | 30856.375 | 70128.125 | 70128.125 | 16830.75 | 207.5793 | 8760 | 1720.1251 | 6143.9691 | 0 | 0 | 620.6319 | 1753.2995 | 8428.5286 | -1145.5029 | 1054.7234 | 2638.4124 | 8760 | 3539.3539 | 3163.0669 | 376.287 | 3550.5355 | 1838.219 | 2295.9593 | 10814.8485 | 9189.5561 | 0 | 4340.5468 | 8760 | 14679.6414 | 57.325 | 503.7 | 2346.175 | 996396.0497 | 155104.6653 | 85.5
137 | C | CLW | NAP | FC | FP | WC | R60 | 1.453 | 8.5 | 0.45 | 8760 | 163388.6305 | 0 | 128617.1813 | 65533.1035 | 48477.7622 | 30896.25 | 70218.75 | 70218.75 | 16852.5 | 207.8475 | 8760 | 1720.1251 | 6394.3914 | 0 | 0 | 495.4785 | 1653.9021 | 8414.2534 | -1226.0275 | 1081.5949 | 2592.6421 | 8760 | 3541.36 | 3165.4822 | 375.8778 | 3550.5355 | 1838.219 | 2304.0244 | 10844.6412 | 9212.997 | 0 | 4636.1971 | 8760 | 14731.7863 | 59.7 | 502.05 | 2346.175 | 996349.1211 | 155104.6653 | 52.525
138 | C | CLW | NAP | FC | FP | WC | R60 | 1.453 | 8.5 | 0.65 | 8760 | 163880.9263 | 0 | 127118.7812 | 65533.1035 | 48477.7622 | 30857.75 | 70131.25 | 70131.25 | 16831.5 | 207.5885 | 8760 | 1720.1251 | 6462.3852 | 0 | 0 | 480.1672 | 1607.6655 | 8411.3177 | -1249.0589 | 1078.6824 | 2574.8708 | 8760 | 3540.5727 | 3164.5672 | 376.0055 | 3550.5355 | 1838.219 | 2305.2874 | 10824.9008 | 9206.3044 | 0 | 4718.8504 | 8760 | 14691.6065 | 58.625 | 502.425 | 2346.175 | 996514.6792 | 155104.6653 | 37.3
139 | C | CLW | NAP | FC | FP | WC | R60 | 1.453 | 12 | 0.3 | 8760 | 158965.3741 | 0 | 125288.1533 | 65533.1035 | 48477.7622 | 30639.125 | 69634.375 | 69634.375 | 16712.25 | 206.1178 | 8760 | 1720.1251 | 7692.0617 | 0 | 0 | 447.3988 | 1566.2452 | 7603.2203 | -1280.6971 | 1913.8266 | 2765.4839 | 8760 | 3540.9676 | 2841.2473 | 699.7203 | 3550.5355 | 1838.219 | 2309.1698 | 10865.9999 | 9254.0967 | 0 | 5723.691 | 8760 | 14724.7478 | 107.225 | 449.85 | 2346.175 | 996218.0042 | 155104.6653 | 169.65
140 | C | CLW | NAP | FC | FP | WC | R60 | 1.453 | 12 | 0.6 | 8760 | 161425.3687 | 0 | 121251.1724 | 65533.1035 | 48477.7622 | 30593.75 | 69531.25 | 69531.25 | 16687.5 | 205.8125 | 8760 | 1720.1251 | 7975.2363 | 0 | 0 | 380.9707 | 1444.8399 | 7537.675 | -1350.8639 | 1973.5835 | 2729.6923 | 8760 | 3541.3101 | 2838.9895 | 702.3205 | 3550.5355 | 1838.219 | 2313.1547 | 10861.2692 | 9257.0799 | 0 | 6035.9776 | 8760 | 14706.5315 | 108.525 | 447.725 | 2346.175 | 996233.5153 | 155104.6653 | 126.425
141 | C | CLW | NAP | FC | FP | WC | R60 | 1.453 | 12 | 0.9 | 8760 | 162778.8923 | 0 | 119221.0578 | 65533.1035 | 48477.7622 | 30581.375 | 69503.125 | 69503.125 | 16680.75 | 205.7293 | 8760 | 1720.1251 | 8142.2234 | 0 | 0 | 371.3278 | 1364.6423 | 7466.7348 | -1364.2292 | 2044.7347 | 2697.2729 | 8760 | 3542.043 | 2820.9163 | 721.1267 | 3550.5355 | 1838.219 | 2313.0869 | 10869.3752 | 9266.8501 | 0 | 6231.5529 | 8760 | 14713.6918 | 111.825 | 444.2 | 2346.175 | 996136.8134 | 155104.6653 | 103.85
142 | C | CLW | NAP | FC | FP | WC | R60 | 1.453 | 15 | 0.4 | 8760 | 157779.2836 | 0 | 120047.5026 | 65533.1035 | 48477.7622 | 30446.625 | 69196.875 | 69196.875 | 16607.25 | 204.8228 | 8760 | 1720.1251 | 8771.2352 | 0 | 0 | 374.4511 | 1411.8404 | 7010.0397 | -1361.7115 | 2553.9297 | 2827.8968 | 8760 | 3539.7174 | 2628.761 | 910.9563 | 3550.5355 | 1838.219 | 2314.4824 | 10921.8819 | 9322.5525 | 0 | 6705.429 | 8760 | 14751.7569 | 140.425 | 413.15 | 2346.175 | 995784.2555 | 155104.6653 | 242.075
143 | C | CLW | NAP | FC | FP | WC | R60 | 1.453 | 15 | 0.75 | 8760 | 160481.5843 | 0 | 115980.5238 | 65533.1035 | 48477.7622 | 30283 | 68825 | 68825 | 16518 | 203.722 | 8760 | 1720.1251 | 9131.7624 | 0 | 0 | 321.1868 | 1285.5231 | 6845.9928 | -1416.9247 | 2692.7921 | 2792.6688 | 8760 | 3539.3799 | 2616.3612 | 923.0187 | 3550.5355 | 1838.219 | 2317.7812 | 10893.2885 | 9307.5387 | 0 | 7094.1893 | 8760 | 14714.252 | 145.175 | 405.425 | 2346.175 | 995972.9382 | 155104.6653 | 192.35
144 | C | CLW | NAP | FC | FP | WC | R60 | 1.453 | 15 | 1.15 | 8760 | 162023.1367 | 0 | 113099.9658 | 65533.1035 | 48477.7622 | 30317.375 | 68903.125 | 68903.125 | 16536.75 | 203.9532 | 8760 | 1720.1251 | 9359.3188 | 0 | 0 | 317.973 | 1168.9866 | 6756.8825 | -1429.5982 | 2793.8277 | 2757.109 | 8760 | 3543.5806 | 2575.0795 | 968.5012 | 3550.5355 | 1838.219 | 2317.8712 | 10912.5475 | 9326.9726 | 0 | 7353.4725 | 8760 | 14735.0177 | 149.8 | 401.425 | 2346.175 | 995937.5347 | 155104.6653 | 161.4
145 | C | CLW | NAP | FC | FP | WC | R60 | 1.453 | 18.5 | 0.45 | 8760 | 154703.9295 | 0 | 116410.2452 | 65533.1035 | 48477.7622 | 30229.375 | 68703.125 | 68703.125 | 16488.75 | 203.3613 | 8760 | 1720.1251 | 9607.2608 | 0 | 0 | 329.7653 | 1306.5805 | 6519.8502 | -1410.4709 | 3060.4447 | 2879.3944 | 8760 | 3538.5281 | 2473.2723 | 1065.2558 | 3550.5355 | 1838.219 | 2317.8484 | 10945.3027 | 9360.5091 | 0 | 7453.8295 | 8760 | 14756.4879 | 165 | 384.625 | 2346.175 | 995556.7504 | 155104.6653 | 349.125
146 | C | CLW | NAP | FC | FP | WC | R60 | 1.453 | 18.5 | 0.95 | 8760 | 159112.4854 | 0 | 110714.3749 | 65533.1035 | 48477.7622 | 30039.625 | 68271.875 | 68271.875 | 16385.25 | 202.0848 | 8760 | 1720.1251 | 10242.7236 | 0 | 0 | 282.1968 | 1111.0606 | 6196.0406 | -1472.6363 | 3394.8421 | 2830.9907 | 8760 | 3539.0031 | 2394.7802 | 1144.2229 | 3550.5355 | 1838.219 | 2322.4094 | 10938.8146 | 9386.171 | 0 | 8131.3918 | 8760 | 14731.9711 | 177.475 | 368.7 | 2346.175 | 995790.6106 | 155104.6653 | 266.95
147 | C | CLW | NAP | FC | FP | WC | R60 | 1.453 | 18.5 | 1.4 | 8760 | 161869.7712 | 0 | 107504.5889 | 65533.1035 | 48477.7622 | 30008 | 68200 | 68200 | 16368 | 201.872 | 8760 | 1720.1251 | 10599.192 | 0 | 0 | 268.7893 | 991.9712 | 5992.1337 | -1482.1837 | 3611.9791 | 2801.4451 | 8760 | 3539.602 | 2338.6405 | 1200.9615 | 3550.5355 | 1838.219 | 2322.3102 | 10956.5549 | 9407.5885 | 0 | 8516.4763 | 8760 | 14749.4519 | 187.55 | 358.05 | 2346.175 | 995828.6384 | 155104.6653 | 228.3
148 | C | CLW | NAP | FC | FP | WC | R60 | 1.453 | 21.5 | 0.55 | 8760 | 152333.0878 | 0 | 112984.4735 | 65533.1035 | 48477.7622 | 30096 | 68400 | 68400 | 16416 | 202.464 | 8760 | 1720.1251 | 10186.5098 | 0 | 0 | 291.5337 | 1199.4616 | 6218.8051 | -1455.8679 | 3363.6947 | 2898.4542 | 8760 | 3540.6769 | 2379.2921 | 1161.3848 | 3550.5355 | 1838.219 | 2320.9463 | 10946.7503 | 9367.176 | 0 | 7984.2954 | 8760 | 14740.1744 | 180.075 | 367.125 | 2346.175 | 995557.731 | 155104.6653 | 425.925
149 | C | CLW | NAP | FC | FP | WC | R60 | 1.453 | 21.5 | 1.1 | 8760 | 158041.7833 | 0 | 107275.8541 | 65533.1035 | 48477.7622 | 29972.25 | 68118.75 | 68118.75 | 16348.5 | 201.6315 | 8760 | 1720.1251 | 10980.8489 | 0 | 0 | 251.3691 | 991.7259 | 5783.2001 | -1509.1966 | 3848.7487 | 2857.1784 | 8760 | 3542.1444 | 2254.5912 | 1287.5532 | 3550.5355 | 1838.219 | 2324.6829 | 11003.0023 | 9441.8931 | 0 | 8818.7769 | 8760 | 14801.9927 | 200.3 | 344.65 | 2346.175 | 995529.4812 | 155104.6653 | 336.4
150 | C | CLW | NAP | FC | FP | WC | R60 | 1.453 | 21.5 | 1.6 | 8760 | 161735.4739 | 0 | 103937.0767 | 65533.1035 | 48477.7622 | 29896.625 | 67946.875 | 67946.875 | 16307.25 | 201.1227 | 8760 | 1720.1251 | 11462.5746 | 0 | 0 | 226.3497 | 865.1304 | 5508.1468 | -1524.1257 | 4159.1726 | 2827.4969 | 8760 | 3542.2925 | 2180.9816 | 1361.3108 | 3550.5355 | 1838.219 | 2325.2531 | 11041.7096 | 9487.5139 | 0 | 9327.0625 | 8760 | 14834.8913 | 212.825 | 330.75 | 2346.175 | 995527.3997 | 155104.6653 | 284.375
151 | C | CLW | STR | FC | ET | WC | OFF | 0.22171 | 8.5 | 0.2 | 8760 | 123564.9175 | 0 | 178155.8785 | 0 | 110854.0581 | 18331.5 | 41662.5 | 41662.5 | 9999 | 123.321 | 8760 | 1150.2925 | 4120.1609 | 0 | 0 | 0 | 4689.641 | 5384.0129 | -1020.9783 | 829.7526 | 2594.889 | 8760 | 2344.3115 | 2080.5149 | 263.7966 | 2349.5478 | 4655.3289 | 0 | 7221.4404 | 6039.1091 | 0 | 2444.9963 | 8760 | 10340.546 | 36.55 | 296.75 | 1446.5 | 673503.1276 | 186766.0544 | 62.1
152 | C | CLW | STR | FC | ET | WC | OFF | 0.22171 | 8.5 | 0.45 | 8760 | 124539.3698 | 0 | 177040.7028 | 0 | 110854.0581 | 18341.125 | 41684.375 | 41684.375 | 10004.25 | 123.3858 | 8760 | 1150.2925 | 4166.4227 | 0 | 0 | 0 | 4651.8323 | 5429.7191 | -1092.7182 | 782.4098 | 2613.1492 | 8760 | 2346.3261 | 2086.4878 | 259.8384 | 2349.5478 | 4655.3289 | 0 | 7204.9881 | 6023.4441 | 0 | 2469.9883 | 8760 | 10315.7676 | 35.15 | 298.325 | 1446.5 | 673631.6734 | 186766.0544 | 41.75
153 | C | CLW | STR | FC | ET | WC | OFF | 0.22171 | 8.5 | 0.65 | 8760 | 125035.4096 | 0 | 176784.9699 | 0 | 110854.0581 | 18411.25 | 41843.75 | 41843.75 | 10042.5 | 123.8575 | 8760 | 1150.2925 | 4191.9619 | 0 | 0 | 0 | 4638.8118 | 5449.7267 | -1113.5748 | 771.8489 | 2616.7109 | 8760 | 2345.3702 | 2087.0347 | 258.3354 | 2349.5478 | 4655.3289 | 0 | 7220.8184 | 6032.8071 | 0 | 2490.5113 | 8760 | 10345.9466 | 36.075 | 298.675 | 1446.5 | 673565.8886 | 186766.0544 | 32.125
154 | C | CLW | STR | FC | ET | WC | OFF | 0.22171 | 12 | 0.3 | 8760 | 125596.8289 | 0 | 169873.4307 | 0 | 110854.0581 | 18228.375 | 41428.125 | 41428.125 | 9942.75 | 122.6272 | 8760 | 1150.2925 | 5419.9319 | 0 | 0 | 0 | 4434.5415 | 4714.1279 | -1127.4309 | 1548.2582 | 2738.7155 | 8760 | 2345.3915 | 1813.401 | 531.9905 | 2349.5478 | 4655.3289 | 0 | 7279.4675 | 6103.5514 | 0 | 3579.9554 | 8760 | 10383.3903 | 71.375 | 260.05 | 1446.5 | 673276.3133 | 186766.0544 | 126.5
155 | C | CLW | STR | FC | ET | WC | OFF | 0.22171 | 12 | 0.6 | 8760 | 127622.1198 | 0 | 168898.4957 | 0 | 110854.0581 | 18232.5 | 41437.5 | 41437.5 | 9945 | 122.655 | 8760 | 1150.2925 | 5535.8002 | 0 | 0 | 0 | 4371.0176 | 4679.3699 | -1176.9066 | 1567.545 | 2742.6196 | 8760 | 2343.1044 | 1795.6776 | 547.4268 | 2349.5478 | 4655.3289 | 0 | 7264.8337 | 6093.2616 | 0 | 3690.7284 | 8760 | 10372.2795 | 74.225 | 257.275 | 1446.5 | 673347.2016 | 186766.0544 | 97.55
156 | C | CLW | STR | FC | ET | WC | OFF | 0.22171 | 12 | 0.9 | 8760 | 128408.357 | 0 | 168082.5501 | 0 | 110854.0581 | 18211.875 | 41390.625 | 41390.625 | 9933.75 | 122.5162 | 8760 | 1150.2925 | 5583.5123 | 0 | 0 | 0 | 4335.4292 | 4649.9243 | -1192.7964 | 1582.8973 | 2743.5586 | 8760 | 2345.4752 | 1792.6962 | 552.7791 | 2349.5478 | 4655.3289 | 0 | 7239.2893 | 6071.6788 | 0 | 3737.5349 | 8760 | 10332.857 | 75.55 | 255.575 | 1446.5 | 673451.6764 | 186766.0544 | 86.95
157 | C | CLW | STR | FC | ET | WC | OFF | 0.22171 | 15 | 0.4 | 8760 | 127098.8694 | 0 | 164064.318 | 0 | 110854.0581 | 18089.5 | 41112.5 | 41112.5 | 9867 | 121.693 | 8760 | 1150.2925 | 6384.8264 | 0 | 0 | 0 | 4210.9271 | 4173.5166 | -1188.805 | 2115.0702 | 2813.1197 | 8760 | 2344.3533 | 1604.1843 | 740.169 | 2349.5478 | 4655.3289 | 0 | 7301.0548 | 6148.4757 | 0 | 4451.095 | 8760 | 10374.5512 | 98.875 | 230.025 | 1446.5 | 673078.0518 | 186766.0544 | 184.475
158 | C | CLW | STR | FC | ET | WC | OFF | 0.22171 | 15 | 0.75 | 8760 | 129751.1911 | 0 | 161941.2095 | 0 | 110854.0581 | 18079.875 | 41090.625 | 41090.625 | 9861.75 | 121.6282 | 8760 | 1150.2925 | 6575.7456 | 0 | 0 | 0 | 4140.1841 | 4066.6734 | -1225.1257 | 2216.7485 | 2808.9922 | 8760 | 2346.812 | 1557.7132 | 789.0988 | 2349.5478 | 4655.3289 | 0 | 7305.3685 | 6147.037 | 0 | 4645.2936 | 8760 | 10382.5287 | 106.2 | 222.525 | 1446.5 | 673090.1801 | 186766.0544 | 151.7
159 | C | CLW | STR | FC | ET | WC | OFF | 0.22171 | 15 | 1.15 | 8760 | 131328.1184 | 0 | 160442.8094 | 0 | 110854.0581 | 18121.125 | 41184.375 | 41184.375 | 9884.25 | 121.9057 | 8760 | 1150.2925 | 6679.1992 | 0 | 0 | 0 | 4091.1266 | 4015.675 | -1244.3434 | 2250.7587 | 2808.6484 | 8760 | 2346.7211 | 1536.3696 | 810.3515 | 2349.5478 | 4655.3289 | 0 | 7295.0196 | 6130.7726 | 0 | 4750.6109 | 8760 | 10386.5793 | 109.425 | 220.05 | 1446.5 | 673185.4521 | 186766.0544 | 130.65
160 | C | CLW | STR | FC | ET | WC | OFF | 0.22171 | 18.5 | 0.45 | 8760 | 126629.6687 | 0 | 157890.7296 | 0 | 110854.0581 | 18038.625 | 40996.875 | 40996.875 | 9839.25 | 121.3507 | 8760 | 1150.2925 | 7207.3305 | 0 | 0 | 0 | 4003.231 | 3713.6336 | -1229.7863 | 2579.9169 | 2869.4313 | 8760 | 2346.0479 | 1408.6867 | 937.3612 | 2349.5478 | 4655.3289 | 0 | 7343.2367 | 6178.2803 | 0 | 5192.6231 | 8760 | 10416.1015 | 124.1 | 203.875 | 1446.5 | 672882.1065 | 186766.0544 | 271.625
161 | C | CLW | STR | FC | ET | WC | OFF | 0.22171 | 18.5 | 0.95 | 8760 | 131870.7441 | 0 | 154338.9664 | 0 | 110854.0581 | 18037.25 | 40993.75 | 40993.75 | 9838.5 | 121.3415 | 8760 | 1150.2925 | 7631.6117 | 0 | 0 | 0 | 3867.3592 | 3482.3467 | -1267.9531 | 2853.403 | 2857.9696 | 8760 | 2346.4371 | 1320.8807 | 1025.5564 | 2349.5478 | 4655.3289 | 0 | 7376.9769 | 6225.5255 | 0 | 5631.1373 | 8760 | 10455.7534 | 138.025 | 189.925 | 1446.5 | 672769.1505 | 186766.0544 | 214.675
162 | C | CLW | STR | FC | ET | WC | OFF | 0.22171 | 18.5 | 1.4 | 8760 | 133514.122 | 0 | 153613.0148 | 0 | 110854.0581 | 17983.625 | 40871.875 | 40871.875 | 9809.25 | 120.9807 | 8760 | 1150.2925 | 7770.639 | 0 | 0 | 0 | 3820.9967 | 3411.218 | -1282.716 | 2915.4733 | 2857.8397 | 8760 | 2345.1299 | 1297.2098 | 1047.9201 | 2349.5478 | 4655.3289 | 0 | 7356.8959 | 6212.9548 | 0 | 5772.2691 | 8760 | 10422.32 | 142.2 | 184.775 | 1446.5 | 672883.6987 | 186766.0544 | 194.025
163 | C | CLW | STR | FC | ET | WC | OFF | 0.22171 | 21.5 | 0.55 | 8760 | 126851.157 | 0 | 152819.5677 | 0 | 110854.0581 | 17975.375 | 40853.125 | 40853.125 | 9804.75 | 120.9252 | 8760 | 1150.2925 | 7831.7544 | 0 | 0 | 0 | 3814.6444 | 3398.2883 | -1264.5896 | 2897.1881 | 2900.844 | 8760 | 2344.9782 | 1285.3111 | 1059.6671 | 2349.5478 | 4655.3289 | 0 | 7349.1643 | 6199.3276 | 0 | 5766.892 | 8760 | 10412.0312 | 141.35 | 185.475 | 1446.5 | 672843.2146 | 186766.0544 | 336.775
164 | C | CLW | STR | FC | ET | WC | OFF | 0.22171 | 21.5 | 1.1 | 8760 | 132499.0224 | 0 | 149385.5467 | 0 | 110854.0581 | 17969.875 | 40840.625 | 40840.625 | 9801.75 | 120.8882 | 8760 | 1150.2925 | 8345.9216 | 0 | 0 | 0 | 3667.2386 | 3109.9996 | -1299.7236 | 3226.108 | 2890.4119 | 8760 | 2345.8319 | 1179.6052 | 1166.2267 | 2349.5478 | 4655.3289 | 0 | 7386.3792 | 6234.8249 | 0 | 6294.2656 | 8760 | 10452.3647 | 157.35 | 169.375 | 1446.5 | 672697.9689 | 186766.0544 | 275.6
165 | C | CLW | STR | FC | ET | WC | OFF | 0.22171 | 21.5 | 1.6 | 8760 | 135283.8223 | 0 | 147638.9131 | 0 | 110854.0581 | 17930 | 40750 | 40750 | 9780 | 120.62 | 8760 | 1150.2925 | 8587.7154 | 0 | 0 | 0 | 3601.9306 | 2984.4175 | -1307.0891 | 3384.1471 | 2880.3006 | 8760 | 2343.6917 | 1134.6023 | 1209.0894 | 2349.5478 | 4655.3289 | 0 | 7409.4787 | 6272.7966 | 0 | 6547.7681 | 8760 | 10475.4034 | 164.75 | 161.25 | 1446.5 | 672697.0963 | 186766.0544 | 247.45
166 | C | CLW | STR | FC | FP | WC | OFF | 0.22171 | 8.5 | 0.2 | 8760 | 103308.4484 | 0 | 182173.3606 | 0 | 110854.0581 | 18440.125 | 41909.375 | 41909.375 | 10058.25 | 124.0517 | 8760 | 1150.2925 | 3169.7773 | 0 | 0 | 0 | 4784.914 | 5677.6382 | -952.4162 | 532.6896 | 2097.7007 | 8760 | 2344.7273 | 2171.3542 | 173.3731 | 2349.5478 | 4655.3289 | 0 | 7206.9911 | 6018.1882 | 0 | 1940.9957 | 8760 | 10339.4439 | 23.725 | 311.55 | 1446.5 | 673587.8944 | 186766.0544 | 24.95
167 | C | CLW | STR | FC | FP | WC | OFF | 0.22171 | 8.5 | 0.45 | 8760 | 99884.3295 | 0 | 180671.2108 | 0 | 110854.0581 | 18429.125 | 41884.375 | 41884.375 | 10052.25 | 123.9778 | 8760 | 1150.2925 | 3145.7097 | 0 | 0 | 0 | 4741.1045 | 5728.5108 | -1035.0917 | 458.5845 | 2036.7396 | 8760 | 2345.3781 | 2196.3653 | 149.0128 | 2349.5478 | 4655.3289 | 0 | 7182.7114 | 5989.3953 | 0 | 1963.4348 | 8760 | 10311.1287 | 20.775 | 314.3 | 1446.5 | 673745.0452 | 186766.0544 | 10.325
168 | C | CLW | STR | FC | FP | WC | OFF | 0.22171 | 8.5 | 0.65 | 8760 | 98494.0305 | 0 | 179920.5108 | 0 | 110854.0581 | 18436 | 41900 | 41900 | 10056 | 124.024 | 8760 | 1150.2925 | 3132.5591 | 0 | 0 | 0 | 4707.8895 | 5767.4893 | -1053.6249 | 416.7832 | 2012.3613 | 8760 | 2345.7088 | 2211.0358 | 134.673 | 2349.5478 | 4655.3289 | 0 | 7169.7203 | 5982.8548 | 0 | 1969.2737 | 8760 | 10296.9666 | 19.35 | 315.85 | 1446.5 | 673704.4789 | 186766.0544 | 6.325
169 | C | CLW | STR | FC | FP | WC | OFF | 0.22171 | 12 | 0.3 | 8760 | 101875.8983 | 0 | 175032.3367 | 0 | 110854.0581 | 18372.75 | 41756.25 | 41756.25 | 10021.5 | 123.5985 | 8760 | 1150.2925 | 3996.2087 | 0 | 0 | 0 | 4585.6923 | 5266.4015 | -1062.0922 | 960.4127 | 2124.4095 | 8760 | 2345.1968 | 2016.667 | 328.5298 | 2349.5478 | 4655.3289 | 0 | 7230.1412 | 6046.3289 | 0 | 2712.0214 | 8760 | 10344.7955 | 44.625 | 289.425 | 1446.5 | 673513.9536 | 186766.0544 | 47.625
170 | C | CLW | STR | FC | FP | WC | OFF | 0.22171 | 12 | 0.6 | 8760 | 100392.6399 | 0 | 173435.6932 | 0 | 110854.0581 | 18321.875 | 41640.625 | 41640.625 | 9993.75 | 123.2562 | 8760 | 1150.2925 | 4041.5621 | 0 | 0 | 0 | 4509.2128 | 5269.4001 | -1116.198 | 935.9466 | 2078.359 | 8760 | 2346.9875 | 2031.6864 | 315.3011 | 2349.5478 | 4655.3289 | 0 | 7205.0511 | 6024.2211 | 0 | 2796.4382 | 8760 | 10317.2425 | 43.275 | 289.85 | 1446.5 | 673577.0921 | 186766.0544 | 28.45
171 | C | CLW | STR | FC | FP | WC | OFF | 0.22171 | 12 | 0.9 | 8760 | 99397.4043 | 0 | 173206.2085 | 0 | 110854.0581 | 18349.375 | 41703.125 | 41703.125 | 10008.75 | 123.4412 | 8760 | 1150.2925 | 4033.1383 | 0 | 0 | 0 | 4486.3793 | 5297.438 | -1148.2697 | 895.6056 | 2059.2526 | 8760 | 2347.5037 | 2028.0854 | 319.4183 | 2349.5478 | 4655.3289 | 0 | 7196.2888 | 6012.3631 | 0 | 2801.3211 | 8760 | 10310.9775 | 42.9 | 290.725 | 1446.5 | 673646.9662 | 186766.0544 | 20.925
172 | C | CLW | STR | FC | FP | WC | OFF | 0.22171 | 15 | 0.4 | 8760 | 102009.5752 | 0 | 170261.1548 | 0 | 110854.0581 | 18313.625 | 41621.875 | 41621.875 | 9989.25 | 123.2007 | 8760 | 1150.2925 | 4623.7745 | 0 | 0 | 0 | 4410.1622 | 4950.9034 | -1123.6455 | 1299.7192 | 2142.9439 | 8760 | 2344.5818 | 1891.6705 | 452.9113 | 2349.5478 | 4655.3289 | 0 | 7258.8962 | 6081.2183 | 0 | 3300.372 | 8760 | 10370.5691 | 61.6 | 271.375 | 1446.5 | 673372.7421 | 186766.0544 | 69.475
173 | C | CLW | STR | FC | FP | WC | OFF | 0.22171 | 15 | 0.75 | 8760 | 101452.1297 | 0 | 168544.5193 | 0 | 110854.0581 | 18330.125 | 41659.375 | 41659.375 | 9998.25 | 123.3117 | 8760 | 1150.2925 | 4714.9381 | 0 | 0 | 0 | 4336.0656 | 4920.2036 | -1167.1464 | 1324.5764 | 2101.5896 | 8760 | 2346.0398 | 1888.7035 | 457.3363 | 2349.5478 | 4655.3289 | 0 | 7263.0291 | 6074.6187 | 0 | 3426.4527 | 8760 | 10379.8053 | 62.85 | 270.425 | 1446.5 | 673336.158 | 186766.0544 | 47.375
174 | C | CLW | STR | FC | FP | WC | OFF | 0.22171 | 15 | 1.15 | 8760 | 101437.8654 | 0 | 167444.3426 | 0 | 110854.0581 | 18301.25 | 41593.75 | 41593.75 | 9982.5 | 123.1175 | 8760 | 1150.2925 | 4779.5842 | 0 | 0 | 0 | 4278.833 | 4916.6377 | -1189.0098 | 1320.8224 | 2078.0598 | 8760 | 2344.4171 | 1876.5053 | 467.9117 | 2349.5478 | 4655.3289 | 0 | 7247.7104 | 6070.2073 | 0 | 3514.7398 | 8760 | 10363.3249 | 63.3 | 269.45 | 1446.5 | 673472.8685 | 186766.0544 | 35.425
175 | C | CLW | STR | FC | FP | WC | OFF | 0.22171 | 18.5 | 0.45 | 8760 | 101399.7657 | 0 | 165970.6909 | 0 | 110854.0581 | 18271 | 41525 | 41525 | 9966 | 122.914 | 8760 | 1150.2925 | 5151.5821 | 0 | 0 | 0 | 4255.1468 | 4671.2514 | -1163.7125 | 1581.4754 | 2155.9926 | 8760 | 2346.3266 | 1775.7987 | 570.5279 | 2349.5478 | 4655.3289 | 0 | 7284.8523 | 6100.1251 | 0 | 3791.1291 | 8760 | 10390.2028 | 76.225 | 255.975 | 1446.5 | 673255.3042 | 186766.0544 | 108.65
176 | C | CLW | STR | FC | FP | WC | OFF | 0.22171 | 18.5 | 0.95 | 8760 | 103010.3774 | 0 | 162853.1487 | 0 | 110854.0581 | 18286.125 | 41559.375 | 41559.375 | 9974.25 | 123.0157 | 8760 | 1150.2925 | 5450.4253 | 0 | 0 | 0 | 4141.6519 | 4552.5937 | -1209.909 | 1731.6338 | 2116.0892 | 8760 | 2345.1894 | 1739.0326 | 606.1568 | 2349.5478 | 4655.3289 | 0 | 7301.1128 | 6128.5704 | 0 | 4130.001 | 8760 | 10410.0424 | 84.1 | 248.375 | 1446.5 | 673152.0471 | 186766.0544 | 70.55
177 | C | CLW | STR | FC | FP | WC | OFF | 0.22171 | 18.5 | 1.4 | 8760 | 103580.7736 | 0 | 161002.2721 | 0 | 110854.0581 | 18188.5 | 41337.5 | 41337.5 | 9921 | 122.359 | 8760 | 1150.2925 | 5559.3013 | 0 | 0 | 0 | 4066.1807 | 4469.784 | -1223.4596 | 1764.9644 | 2092.8773 | 8760 | 2346.9414 | 1722.3344 | 624.607 | 2349.5478 | 4655.3289 | 0 | 7243.346 | 6079.0769 | 0 | 4262.5539 | 8760 | 10336.882 | 85.525 | 245.175 | 1446.5 | 673397.3445 | 186766.0544 | 57.275
178 | C | CLW | STR | FC | FP | WC | OFF | 0.22171 | 21.5 | 0.55 | 8760 | 101216.9568 | 0 | 161974.9573 | 0 | 110854.0581 | 18220.125 | 41409.375 | 41409.375 | 9938.25 | 122.5717 | 8760 | 1150.2925 | 5539.5091 | 0 | 0 | 0 | 4116.2364 | 4516.8554 | -1194.9852 | 1729.8492 | 2161.1782 | 8760 | 2346.2414 | 1728.5092 | 617.7322 | 2349.5478 | 4655.3289 | 0 | 7276.9803 | 6099.6887 | 0 | 4156.8494 | 8760 | 10374.1898 | 84.1 | 247.175 | 1446.5 | 673266.2238 | 186766.0544 | 144.075
179 | C | CLW | STR | FC | FP | WC | OFF | 0.22171 | 21.5 | 1.1 | 8760 | 103242.2388 | 0 | 158555.9352 | 0 | 110854.0581 | 18139 | 41225 | 41225 | 9894 | 122.026 | 8760 | 1150.2925 | 5917.6504 | 0 | 0 | 0 | 3975.5439 | 4315.8523 | -1240.4283 | 1940.1772 | 2120.8241 | 8760 | 2344.7662 | 1659.443 | 685.3232 | 2349.5478 | 4655.3289 | 0 | 7273.4879 | 6113.5474 | 0 | 4577.0324 | 8760 | 10360.1231 | 93.925 | 235.875 | 1446.5 | 673184.7656 | 186766.0544 | 98
180 | C | CLW | STR | FC | FP | WC | OFF | 0.22171 | 21.5 | 1.6 | 8760 | 105000.8773 | 0 | 157224.774 | 0 | 110854.0581 | 18122.5 | 41187.5 | 41187.5 | 9885 | 121.915 | 8760 | 1150.2925 | 6115.1959 | 0 | 0 | 0 | 3895.5393 | 4246.4704 | -1253.7615 | 2038.8931 | 2107.0694 | 8760 | 2343.942 | 1633.0652 | 710.8768 | 2349.5478 | 4655.3289 | 0 | 7287.0812 | 6138.6511 | 0 | 4789.8003 | 8760 | 10379.832 | 97.675 | 231.825 | 1446.5 | 673232.7618 | 186766.0544 | 80.55
181 | C | CLW | TOU | CC | ET | WC | R100 | 2.008 | 10 | 0.25 | 8760 | 146472.949 | 0 | 154665.9446 | 65533.1035 | 104306.8015 | 10704.375 | 24328.125 | 24328.125 | 5838.75 | 72.0113 | 8760 | 1475.3019 | 6820.2969 | 0 | 0 | 1172.9099 | 6367.9904 | 3061.7651 | -1083.6711 | 719.6214 | 2780.4275 | 8760 | 1586.5786 | 1331.6862 | 254.8923 | 1604.9951 | 6747.1157 | 3329.7617 | 4275.2782 | 3669.2319 | 0 | 4854.4521 | 8760 | 6004.2957 | 31.125 | 163.5 | 1048.625 | 459964.4766 | 189624.8638 | 211.2
182 | C | CLW | TOU | CC | ET | WC | R100 | 2.008 | 10 | 0.5 | 8760 | 152310.8884 | 0 | 152637.3298 | 65533.1035 | 104306.8015 | 10670 | 24250 | 24250 | 5820 | 71.78 | 8760 | 1475.3019 | 7152.7449 | 0 | 0 | 1021.6423 | 6276.8537 | 3025.2496 | -1153.4614 | 757.5521 | 2761.3642 | 8760 | 1587.7651 | 1326.6277 | 261.1374 | 1604.9951 | 6747.1157 | 3359.197 | 4280.3833 | 3671.3222 | 0 | 5212.7142 | 8760 | 6008.672 | 32.4 | 161.6 | 1048.625 | 459922.3603 | 189624.8638 | 162.325
183 | C | CLW | TOU | CC | ET | WC | R100 | 2.008 | 10 | 0.75 | 8760 | 154337.1052 | 0 | 151812.3848 | 65533.1035 | 104306.8015 | 10598.5 | 24087.5 | 24087.5 | 5781 | 71.299 | 8760 | 1475.3019 | 7268.5239 | 0 | 0 | 986.4662 | 6243.0834 | 3017.5985 | -1180.5249 | 765.7135 | 2761.8484 | 8760 | 1587.0969 | 1328.6249 | 258.4721 | 1604.9951 | 6747.1157 | 3369.3599 | 4277.3748 | 3674.5298 | 0 | 5329.6533 | 8760 | 5989.7977 | 31.1 | 161.6 | 1048.625 | 459843.0733 | 189624.8638 | 142.8
184 | C | CLW | TOU | CC | ET | WC | R100 | 2.008 | 14 | 0.35 | 8760 | 140448.9327 | 0 | 147299.9357 | 65533.1035 | 104306.8015 | 10423.875 | 23690.625 | 23690.625 | 5685.75 | 70.1243 | 8760 | 1475.3019 | 8409.6005 | 0 | 0 | 990.6465 | 5949.6203 | 2493.7764 | -1205.2082 | 1287.8715 | 2969.0967 | 8760 | 1592.1588 | 1128.344 | 463.8148 | 1604.9951 | 6747.1157 | 3368.4072 | 4278.0179 | 3694.6639 | 0 | 6210.7268 | 8760 | 5964.2402 | 55.625 | 133.9 | 1048.625 | 459777.1812 | 189624.8638 | 398.85
185 | C | CLW | TOU | CC | ET | WC | R100 | 2.008 | 14 | 0.7 | 8760 | 146231.8059 | 0 | 144645.8626 | 65533.1035 | 104306.8015 | 10338.625 | 23496.875 | 23496.875 | 5639.25 | 69.5508 | 8760 | 1475.3019 | 8831.9541 | 0 | 0 | 906.7065 | 5814.1479 | 2398.4554 | -1273.9648 | 1385.8623 | 2972.6241 | 8760 | 1591.8024 | 1104.139 | 487.6634 | 1604.9951 | 6747.1157 | 3395.0368 | 4279.2644 | 3702.2993 | 0 | 6634.7219 | 8760 | 5957.919 | 58.525 | 129.45 | 1048.625 | 459779.1109 | 189624.8638 | 344.675
186 | C | CLW | TOU | CC | ET | WC | R100 | 2.008 | 14 | 1.05 | 8760 | 148866.2805 | 0 | 143360.4484 | 65533.1035 | 104306.8015 | 10351 | 23525 | 23525 | 5646 | 69.634 | 8760 | 1475.3019 | 9008.8232 | 0 | 0 | 888.0224 | 5741.057 | 2329.6895 | -1292.6774 | 1450.1887 | 2970.4586 | 8760 | 1593.1007 | 1063.3966 | 529.7041 | 1604.9951 | 6747.1157 | 3399.5816 | 4274.4698 | 3698.5589 | 0 | 6815.1296 | 8760 | 5955.531 | 61.975 | 126.225 | 1048.625 | 459867.0146 | 189624.8638 | 320.325
187 | C | CLW | TOU | CC | ET | WC | R100 | 2.008 | 17.5 | 0.45 | 8760 | 135505.5319 | 0 | 141854.5488 | 65533.1035 | 104306.8015 | 10289.125 | 23384.375 | 23384.375 | 5612.25 | 69.2177 | 8760 | 1475.3019 | 9429.8513 | 0 | 0 | 897.491 | 5601.8345 | 2162.7708 | -1276.8148 | 1618.7742 | 3065.8031 | 8760 | 1594.5065 | 991.5164 | 602.9901 | 1604.9951 | 6747.1157 | 3389.2117 | 4279.5942 | 3705.3597 | 0 | 7099.0568 | 8760 | 5943.3155 | 71.4 | 115.675 | 1048.625 | 459679.7057 | 189624.8638 | 554.05
188 | C | CLW | TOU | CC | ET | WC | R100 | 2.008 | 17.5 | 0.9 | 8760 | 141261.6824 | 0 | 138813.5015 | 65533.1035 | 104306.8015 | 10206.625 | 23196.875 | 23196.875 | 5567.25 | 68.6627 | 8760 | 1475.3019 | 9921.0731 | 0 | 0 | 826.3987 | 5428.5508 | 2004.3578 | -1331.809 | 1779.4235 | 3065.8874 | 8760 | 1594.7824 | 939.8436 | 654.9388 | 1604.9951 | 6747.1157 | 3408.1307 | 4275.5597 | 3720.4546 | 0 | 7594.0615 | 8760 | 5923.6968 | 77 | 108.575 | 1048.625 | 459747.2369 | 189624.8638 | 499.225
189 | C | CLW | TOU | CC | ET | WC | R100 | 2.008 | 17.5 | 1.3 | 8760 | 144196.6067 | 0 | 137652.5789 | 65533.1035 | 104306.8015 | 10190.125 | 23159.375 | 23159.375 | 5558.25 | 68.5517 | 8760 | 1475.3019 | 10148.6986 | 0 | 0 | 818.0923 | 5338.8665 | 1913.0225 | -1347.9705 | 1875.5295 | 3066.8926 | 8760 | 1596.7319 | 899.0816 | 697.6502 | 1604.9951 | 6747.1157 | 3412.6026 | 4286.3596 | 3729.0391 | 0 | 7821.8715 | 8760 | 5936.9575 | 81.35 | 103.925 | 1048.625 | 459723.203 | 189624.8638 | 471.725
190 | C | CLW | TOU | CC | ET | WC | R100 | 2.008 | 21.5 | 0.55 | 8760 | 130605.5289 | 0 | 136649.1458 | 65533.1035 | 104306.8015 | 10209.375 | 23203.125 | 23203.125 | 5568.75 | 68.6813 | 8760 | 1475.3019 | 10317.3852 | 0 | 0 | 820.3704 | 5233.2282 | 1913.9371 | -1328.0004 | 1868.9797 | 3124.2535 | 8760 | 1596.7011 | 902.9942 | 693.7069 | 1604.9951 | 6747.1157 | 3403.9005 | 4284.3262 | 3720.5638 | 0 | 7893.4235 | 8760 | 5948.1667 | 82.925 | 102.7 | 1048.625 | 459733.5979 | 189624.8638 | 720.4
191 | C | CLW | TOU | CC | ET | WC | R100 | 2.008 | 21.5 | 1.1 | 8760 | 136937.2434 | 0 | 133005.8887 | 65533.1035 | 104306.8015 | 10100.75 | 22956.25 | 22956.25 | 5509.5 | 67.9505 | 8760 | 1475.3019 | 10907.1217 | 0 | 0 | 756.9007 | 5013.3774 | 1710.3197 | -1378.3512 | 2079.5266 | 3130.2615 | 8760 | 1597.4284 | 820.0184 | 777.41 | 1604.9951 | 6747.1157 | 3417.6419 | 4294.6344 | 3736.5908 | 0 | 8480.6957 | 8760 | 5936.5543 | 90.575 | 93.075 | 1048.625 | 459621.6662 | 189624.8638 | 657.4
192 | C | CLW | TOU | CC | ET | WC | R100 | 2.008 | 21.5 | 1.6 | 8760 | 139968.7301 | 0 | 131740.7231 | 65533.1035 | 104306.8015 | 10027.875 | 22790.625 | 22790.625 | 5469.75 | 67.4603 | 8760 | 1475.3019 | 11192.5549 | 0 | 0 | 733.9778 | 4922.7405 | 1561.0788 | -1395.7029 | 2223.1017 | 3137.5868 | 8760 | 1599.5154 | 749.8049 | 849.7105 | 1604.9951 | 6747.1157 | 3421.288 | 4290.1439 | 3740.3322 | 0 | 8760.4948 | 8760 | 5905.3512 | 96.9 | 85.425 | 1048.625 | 459624.4223 | 189624.8638 | 624.9
193 | C | CLW | TOU | CC | ET | WC | R100 | 2.008 | 25 | 0.65 | 8760 | 127597.9892 | 0 | 132861.1484 | 65533.1035 | 104306.8015 | 10153 | 23075 | 23075 | 5538 | 68.302 | 8760 | 1475.3019 | 10946.2342 | 0 | 0 | 761.8136 | 4929.5232 | 1808.9336 | -1367.534 | 1971.7608 | 3165.1642 | 8760 | 1598.5695 | 855.3519 | 743.2175 | 1604.9951 | 6747.1157 | 3412.6706 | 4291.9374 | 3731.3748 | 0 | 8455.1557 | 8760 | 5944.4497 | 86.925 | 97.675 | 1048.625 | 459663.0244 | 189624.8638 | 839.325
194 | C | CLW | TOU | CC | ET | WC | R100 | 2.008 | 25 | 1.25 | 8760 | 133291.8519 | 0 | 128872.9143 | 65533.1035 | 104306.8015 | 10008.625 | 22746.875 | 22746.875 | 5459.25 | 67.3307 | 8760 | 1475.3019 | 11539.3568 | 0 | 0 | 694.4591 | 4702.0217 | 1564.0106 | -1411.2737 | 2213.6165 | 3172.1091 | 8760 | 1599.6719 | 756.0222 | 843.6497 | 1604.9951 | 6747.1157 | 3425.8238 | 4292.7133 | 3745.4149 | 0 | 9045.9081 | 8760 | 5913.7311 | 96.5 | 85.475 | 1048.625 | 459608.398 | 189624.8638 | 786.55
195 | C | CLW | TOU | CC | ET | WC | R100 | 2.008 | 25 | 1.9 | 8760 | 137417.6273 | 0 | 126205.3421 | 65533.1035 | 104306.8015 | 9959.125 | 22634.375 | 22634.375 | 5432.25 | 66.9978 | 8760 | 1475.3019 | 11963.0074 | 0 | 0 | 674.7152 | 4550.3182 | 1379.4417 | -1427.868 | 2415.7469 | 3170.3677 | 8760 | 1600.4284 | 672.5357 | 927.8927 | 1604.9951 | 6747.1157 | 3430.0887 | 4302.6014 | 3760.968 | 0 | 9471.9562 | 8760 | 5916.8599 | 105.625 | 75.45 | 1048.625 | 459597.488 | 189624.8638 | 741.35
196 | C | CLW | TOU | CC | FP | WC | R100 | 2.008 | 10 | 0.25 | 8760 | 144227.5665 | 0 | 156819.051 | 65533.1035 | 104306.8015 | 10781.375 | 24503.125 | 24503.125 | 5880.75 | 72.5292 | 8760 | 1475.3019 | 5768.607 | 0 | 0 | 1308.5203 | 6486.1518 | 3275.0784 | -991.858 | 495.213 | 2347.4269 | 8760 | 1580.6587 | 1406.3076 | 174.3511 | 1604.9951 | 6747.1157 | 3302.4957 | 4269.848 | 3647.224 | 0 | 4226.6367 | 8760 | 6008.7343 | 21.8 | 174.225 | 1048.625 | 459935.7304 | 189624.8638 | 83.675
197 | C | CLW | TOU | CC | FP | WC | R100 | 2.008 | 10 | 0.5 | 8760 | 146660.4349 | 0 | 154543.7027 | 65533.1035 | 104306.8015 | 10813 | 24575 | 24575 | 5898 | 72.742 | 8760 | 1475.3019 | 6042.1641 | 0 | 0 | 1110.4578 | 6382.8194 | 3344.9121 | -1060.8277 | 436.8407 | 2298.3729 | 8760 | 1580.3762 | 1437.287 | 143.0892 | 1604.9951 | 6747.1157 | 3326.8951 | 4274.824 | 3655.9235 | 0 | 4546.8086 | 8760 | 6013.6984 | 19 | 177.6 | 1048.625 | 459959.0062 | 189624.8638 | 53.35
198 | C | CLW | TOU | CC | FP | WC | R100 | 2.008 | 10 | 0.75 | 8760 | 147102.2818 | 0 | 153602.5155 | 65533.1035 | 104306.8015 | 10817.125 | 24584.375 | 24584.375 | 5900.25 | 72.7697 | 8760 | 1475.3019 | 6137.8244 | 0 | 0 | 1053.0945 | 6337.6844 | 3358.6079 | -1084.487 | 425.8935 | 2273.0917 | 8760 | 1582.7717 | 1450.0123 | 132.7594 | 1604.9951 | 6747.1157 | 3334.4997 | 4283.4219 | 3660.2207 | 0 | 4664.7174 | 8760 | 6029.7184 | 17.85 | 178.825 | 1048.625 | 459998.8047 | 189624.8638 | 39.5
199 | C | CLW | TOU | CC | FP | WC | R100 | 2.008 | 14 | 0.35 | 8760 | 141840.3107 | 0 | 150889.1964 | 65533.1035 | 104306.8015 | 10653.5 | 24212.5 | 24212.5 | 5811 | 71.669 | 8760 | 1475.3019 | 6996.4883 | 0 | 0 | 1091.9837 | 6151.9727 | 2941.6686 | -1115.5407 | 838.4711 | 2459.6799 | 8760 | 1585.3989 | 1278.8545 | 306.5443 | 1604.9951 | 6747.1157 | 3342.164 | 4280.2979 | 3672.6797 | 0 | 5301.5854 | 8760 | 6002.858 | 37.175 | 156.525 | 1048.625 | 459879.3629 | 189624.8638 | 166.825
200 | C | CLW | TOU | CC | FP | WC | R100 | 2.008 | 14 | 0.7 | 8760 | 144611.7411 | 0 | 147665.1614 | 65533.1035 | 104306.8015 | 10631.5 | 24162.5 | 24162.5 | 5799 | 71.521 | 8760 | 1475.3019 | 7367.3042 | 0 | 0 | 956.7556 | 5994.7234 | 2920.6198 | -1183.5316 | 856.9121 | 2409.8405 | 8760 | 1586.5719 | 1286.4076 | 300.1643 | 1604.9951 | 6747.1157 | 3366.0947 | 4275.7344 | 3671.1516 | 0 | 5716.52 | 8760 | 5996.9368 | 36.9 | 156.4 | 1048.625 | 459936.0063 | 189624.8638 | 119.65
201 | C | CLW | TOU | CC | FP | WC | R100 | 2.008 | 14 | 1.05 | 8760 | 145817.9625 | 0 | 146389.4964 | 65533.1035 | 104306.8015 | 10615 | 24125 | 24125 | 5790 | 71.41 | 8760 | 1475.3019 | 7518.4799 | 0 | 0 | 914.247 | 5927.8158 | 2896.2945 | -1208.961 | 887.4172 | 2387.5177 | 8760 | 1586.2689 | 1290.2917 | 295.9772 | 1604.9951 | 6747.1157 | 3373.5637 | 4279.2471 | 3678.6651 | 0 | 5887.6351 | 8760 | 5996.1173 | 37.95 | 155.05 | 1048.625 | 459871.0788 | 189624.8638 | 96.625
202 | C | CLW | TOU | CC | FP | WC | R100 | 2.008 | 17.5 | 0.45 | 8760 | 140350.7191 | 0 | 146201.2589 | 65533.1035 | 104306.8015 | 10522.875 | 23915.625 | 23915.625 | 5739.75 | 70.7903 | 8760 | 1475.3019 | 7845.8327 | 0 | 0 | 975.9051 | 5870.5823 | 2690.9204 | -1191.5835 | 1087.2079 | 2510.3922 | 8760 | 1587.9489 | 1199.3671 | 388.5819 | 1604.9951 | 6747.1157 | 3363.6748 | 4279.0719 | 3682.7164 | 0 | 6065.7557 | 8760 | 5979.4666 | 47.7 | 143.625 | 1048.625 | 459745.2413 | 189624.8638 | 237.075
203 | C | CLW | TOU | CC | FP | WC | R100 | 2.008 | 17.5 | 0.9 | 8760 | 143359.0141 | 0 | 142683.9935 | 65533.1035 | 104306.8015 | 10451.375 | 23753.125 | 23753.125 | 5700.75 | 70.3093 | 8760 | 1475.3019 | 8301.4255 | 0 | 0 | 875.4306 | 5657.9647 | 2615.8435 | -1252.7729 | 1159.2844 | 2460.4195 | 8760 | 1591.5455 | 1176.1288 | 415.4167 | 1604.9951 | 6747.1157 | 3387.451 | 4279.6483 | 3686.6762 | 0 | 6565.6005 | 8760 | 5969.0733 | 49.95 | 140.075 | 1048.625 | 459829.3691 | 189624.8638 | 179.6
204 | C | CLW | TOU | CC | FP | WC | R100 | 2.008 | 17.5 | 1.3 | 8760 | 143521.8612 | 0 | 141352.8322 | 65533.1035 | 104306.8015 | 10422.5 | 23687.5 | 23687.5 | 5685 | 70.115 | 8760 | 1475.3019 | 8444.2812 | 0 | 0 | 852.8399 | 5583.5248 | 2573.563 | -1275.4749 | 1197.9831 | 2427.2629 | 8760 | 1590.9153 | 1167.3066 | 423.6087 | 1604.9951 | 6747.1157 | 3393.4639 | 4277.0955 | 3683.925 | 0 | 6735.8644 | 8760 | 5957.1247 | 51.15 | 138.35 | 1048.625 | 459857.9029 | 189624.8638 | 154.15
205 | C | CLW | TOU | CC | FP | WC | R100 | 2.008 | 21.5 | 0.55 | 8760 | 138862.9456 | 0 | 142219.0245 | 65533.1035 | 104306.8015 | 10484.375 | 23828.125 | 23828.125 | 5718.75 | 70.5312 | 8760 | 1475.3019 | 8552.1517 | 0 | 0 | 887.0091 | 5597.1506 | 2527.2656 | -1250.0275 | 1258.4058 | 2548.3687 | 8760 | 1590.245 | 1136.9354 | 453.3096 | 1604.9951 | 6747.1157 | 3380.6365 | 4288.1486 | 3696.846 | 0 | 6701.9273 | 8760 | 5982.8115 | 55.7 | 134.925 | 1048.625 | 459776.2415 | 189624.8638 | 318.325
206 | C | CLW | TOU | CC | FP | WC | R100 | 2.008 | 21.5 | 1.1 | 8760 | 141189.9713 | 0 | 138036.5533 | 65533.1035 | 104306.8015 | 10377.125 | 23584.375 | 23584.375 | 5660.25 | 69.8097 | 8760 | 1475.3019 | 9092.7339 | 0 | 0 | 813.4244 | 5341.8241 | 2381.7816 | -1310.5526 | 1403.9688 | 2487.1794 | 8760 | 1592.2796 | 1084.0521 | 508.2276 | 1604.9951 | 6747.1157 | 3403.2844 | 4281.8155 | 3702.5244 | 0 | 7297.3701 | 8760 | 5962.8101 | 60.875 | 127.8 | 1048.625 | 459816.1559 | 189624.8638 | 252.225
207 | C | CLW | TOU | CC | FP | WC | R100 | 2.008 | 21.5 | 1.6 | 8760 | 141902.9906 | 0 | 136386.6633 | 65533.1035 | 104306.8015 | 10327.625 | 23471.875 | 23471.875 | 5633.25 | 69.4768 | 8760 | 1475.3019 | 9296.4543 | 0 | 0 | 794.2236 | 5230.0006 | 2324.216 | -1331.4103 | 1465.5512 | 2453.6778 | 8760 | 1592.8964 | 1055.3323 | 537.5641 | 1604.9951 | 6747.1157 | 3408.0477 | 4288.4819 | 3707.212 | 0 | 7529.9559 | 8760 | 5952.4674 | 63.225 | 124.55 | 1048.625 | 459745.9343 | 189624.8638 | 221.075
208 | C | CLW | TOU | CC | FP | WC | R100 | 2.008 | 25 | 0.65 | 8760 | 137804.6902 | 0 | 139048.9858 | 65533.1035 | 104306.8015 | 10392.25 | 23618.75 | 23618.75 | 5668.5 | 69.9115 | 8760 | 1475.3019 | 9076.7219 | 0 | 0 | 830.1584 | 5366.0399 | 2422.4347 | -1291.558 | 1358.7468 | 2558.6124 | 8760 | 1591.9765 | 1103.3604 | 488.6161 | 1604.9951 | 6747.1157 | 3394.1578 | 4291.865 | 3702.9127 | 0 | 7190.9792 | 8760 | 5975.3048 | 59.15 | 129.8 | 1048.625 | 459736.312 | 189624.8638 | 380.175
209 | C | CLW | TOU | CC | FP | WC | R100 | 2.008 | 25 | 1.25 | 8760 | 140183.8623 | 0 | 134921.261 | 65533.1035 | 104306.8015 | 10323.5 | 23462.5 | 23462.5 | 5631 | 69.449 | 8760 | 1475.3019 | 9627.6299 | 0 | 0 | 769.9366 | 5099.4586 | 2233.7585 | -1345.2259 | 1546.8911 | 2499.3365 | 8760 | 1593.4265 | 1037.8473 | 555.5792 | 1604.9951 | 6747.1157 | 3410.2454 | 4280.7793 | 3705.9776 | 0 | 7795.9712 | 8760 | 5942.5021 | 67.7 | 120 | 1048.625 | 459851.5505 | 189624.8638 | 311.75
210 | C | CLW | TOU | CC | FP | WC | R100 | 2.008 | 25 | 1.9 | 8760 | 141839.1227 | 0 | 132642.9129 | 65533.1035 | 104306.8015 | 10241 | 23275 | 23275 | 5586 | 68.894 | 8760 | 1475.3019 | 9943.1077 | 0 | 0 | 740.2478 | 4946.0356 | 2135.9682 | -1368.325 | 1647.8185 | 2468.8694 | 8760 | 1596.1502 | 990.5844 | 605.5659 | 1604.9951 | 6747.1157 | 3415.3817 | 4284.9896 | 3710.7519 | 0 | 8139.3109 | 8760 | 5943.183 | 70.65 | 115.55 | 1048.625 | 459729.1954 | 189624.8638 | 273.975
211 | C | CLW | TOU | CC | ET | WC | R60 | 2.3662 | 10 | 0.25 | 8760 | 148318.8908 | 0 | 157469.2577 | 65533.1035 | 110342.3594 | 12311.75 | 27981.25 | 27981.25 | 6715.5 | 82.8245 | 8760 | 1475.3019 | 6928.0196 | 0 | 0 | 1402.0458 | 7589.7573 | 3577.7797 | -1053.2389 | 693.087 | 2744.8466 | 8760 | 1873.8176 | 1626.5225 | 247.2951 | 1891.3323 | 7950.8265 | 3783.4663 | 5017.5033 | 4145.6434 | 0 | 5005.1024 | 8760 | 7015.8594 | 30.65 | 193.2 | 1048.625 | 539687.9722 | 189624.8638 | 194
212 | C | CLW | TOU | CC | ET | WC | R60 | 2.3662 | 10 | 0.5 | 8760 | 154395.0961 | 0 | 155486.3899 | 65533.1035 | 110342.3594 | 12295.25 | 27943.75 | 27943.75 | 6706.5 | 82.7135 | 8760 | 1475.3019 | 7276.9261 | 0 | 0 | 1204.6171 | 7502.4852 | 3563.0803 | -1121.1814 | 701.2425 | 2720.2048 | 8760 | 1873.7622 | 1625.582 | 248.1803 | 1891.3323 | 7950.8265 | 3827.1462 | 5007.2051 | 4141.1303 | 0 | 5385.9122 | 8760 | 6994.7973 | 30.825 | 192.725 | 1048.625 | 539752.1846 | 189624.8638 | 141.425
213 | C | CLW | TOU | CC | ET | WC | R60 | 2.3662 | 10 | 0.75 | 8760 | 156556.3299 | 0 | 155052.1688 | 65533.1035 | 110342.3594 | 12236.125 | 27809.375 | 27809.375 | 6674.25 | 82.3157 | 8760 | 1475.3019 | 7401.4581 | 0 | 0 | 1152.5847 | 7476.4624 | 3547.8982 | -1147.2018 | 712.9101 | 2718.1107 | 8760 | 1875.8941 | 1628.7727 | 247.1214 | 1891.3323 | 7950.8265 | 3842.1652 | 5009.1652 | 4141.4047 | 0 | 5514.0845 | 8760 | 6979.5192 | 30.425 | 192.05 | 1048.625 | 539761.762 | 189624.8638 | 119.55
214 | C | CLW | TOU | CC | ET | WC | R60 | 2.3662 | 14 | 0.35 | 8760 | 143507.2354 | 0 | 150418.9777 | 65533.1035 | 110342.3594 | 12076.625 | 27446.875 | 27446.875 | 6587.25 | 81.2427 | 8760 | 1475.3019 | 8633.6934 | 0 | 0 | 1176.5765 | 7152.103 | 2985.7089 | -1179.4924 | 1280.0424 | 2941.2784 | 8760 | 1879.599 | 1384.2087 | 495.3903 | 1891.3323 | 7950.8265 | 3846.6205 | 5016.2333 | 4164.4656 | 0 | 6472.1264 | 8760 | 6968.6891 | 57.275 | 162.3 | 1048.625 | 539604.1689 | 189624.8638 | 366.175
215 | C | CLW | TOU | CC | ET | WC | R60 | 2.3662 | 14 | 0.7 | 8760 | 149493.4644 | 0 | 148262.8715 | 65533.1035 | 110342.3594 | 11990 | 27250 | 27250 | 6540 | 80.66 | 8760 | 1475.3019 | 9073.44 | 0 | 0 | 1059.4199 | 7024.2045 | 2911.8809 | -1250.4884 | 1358.6239 | 2944.9138 | 8760 | 1880.9168 | 1376.806 | 504.1108 | 1891.3323 | 7950.8265 | 3890.5393 | 5013.1553 | 4174.7137 | 0 | 6913.2335 | 8760 | 6941.2564 | 58.55 | 159.45 | 1048.625 | 539613.0885 | 189624.8638 | 309.375
216 | C | CLW | TOU | CC | ET | WC | R60 | 2.3662 | 14 | 1.05 | 8760 | 152156.1151 | 0 | 147191.9429 | 65533.1035 | 110342.3594 | 11987.25 | 27243.75 | 27243.75 | 6538.5 | 80.6415 | 8760 | 1475.3019 | 9254.6095 | 0 | 0 | 1041.755 | 6947.3223 | 2846.8147 | -1271.297 | 1419.3949 | 2944.2772 | 8760 | 1880.4196 | 1343.1464 | 537.2732 | 1891.3323 | 7950.8265 | 3899.35 | 5018.6704 | 4175.2524 | 0 | 7096.1994 | 8760 | 6960.1739 | 61.4 | 156.55 | 1048.625 | 539628.3995 | 189624.8638 | 286.875
217 | C | CLW | TOU | CC | ET | WC | R60 | 2.3662 | 17.5 | 0.45 | 8760 | 139449.9402 | 0 | 145244.3227 | 65533.1035 | 110342.3594 | 11929.5 | 27112.5 | 27112.5 | 6507 | 80.253 | 8760 | 1475.3019 | 9762.1685 | 0 | 0 | 1063.3978 | 6788.2933 | 2602.0265 | -1252.2255 | 1668.7321 | 3040.3778 | 8760 | 1883.078 | 1236.402 | 646.676 | 1891.3323 | 7950.8265 | 3880.8275 | 5032.5661 | 4188.2023 | 0 | 7466.7978 | 8760 | 6963.9265 | 75.375 | 141.525 | 1048.625 | 539463.7096 | 189624.8638 | 515.9
218 | C | CLW | TOU | CC | ET | WC | R60 | 2.3662 | 17.5 | 0.9 | 8760 | 145094.1682 | 0 | 142614.9981 | 65533.1035 | 110342.3594 | 11838.75 | 26906.25 | 26906.25 | 6457.5 | 79.6425 | 8760 | 1475.3019 | 10242.7609 | 0 | 0 | 979.5292 | 6623.5623 | 2469.4551 | -1312.3754 | 1784.0409 | 3048.7604 | 8760 | 1882.7156 | 1182.8827 | 699.8329 | 1891.3323 | 7950.8265 | 3913.7339 | 5008.1353 | 4181.1326 | 0 | 7942.6079 | 8760 | 6918.629 | 79.3 | 135.95 | 1048.625 | 539548.0409 | 189624.8638 | 459.475
219 | C | CLW | TOU | CC | ET | WC | R60 | 2.3662 | 17.5 | 1.3 | 8760 | 148201.3396 | 0 | 141019.1045 | 65533.1035 | 110342.3594 | 11809.875 | 26840.625 | 26840.625 | 6441.75 | 79.4483 | 8760 | 1475.3019 | 10489.7957 | 0 | 0 | 964.1164 | 6520.9465 | 2370.745 | -1327.4697 | 1896.6996 | 3043.5103 | 8760 | 1886.1073 | 1151.3456 | 734.7617 | 1891.3323 | 7950.8265 | 3919.1528 | 5020.0602 | 4194.384 | 0 | 8195.0615 | 8760 | 6944.1234 | 84.425 | 130.3 | 1048.625 | 539574.5395 | 189624.8638 | 428.05
220 | C | CLW | TOU | CC | ET | WC | R60 | 2.3662 | 21.5 | 0.55 | 8760 | 134691.2515 | 0 | 140601.3823 | 65533.1035 | 110342.3594 | 11840.125 | 26909.375 | 26909.375 | 6458.25 | 79.6517 | 8760 | 1475.3019 | 10699.1979 | 0 | 0 | 973.8249 | 6416.6411 | 2341.5229 | -1307.616 | 1921.2912 | 3110.1172 | 8760 | 1883.4307 | 1125.5869 | 757.8438 | 1891.3323 | 7950.8265 | 3904.5409 | 5025.1743 | 4194.958 | 0 | 8299.1621 | 8760 | 6949.0497 | 87.3 | 127.975 | 1048.625 | 539429.2658 | 189624.8638 | 678.1
221 | C | CLW | TOU | CC | ET | WC | R60 | 2.3662 | 21.5 | 1.1 | 8760 | 141501.7593 | 0 | 137142.6129 | 65533.1035 | 110342.3594 | 11754.875 | 26715.625 | 26715.625 | 6411.75 | 79.0782 | 8760 | 1475.3019 | 11342.0517 | 0 | 0 | 902.3691 | 6183.0957 | 2103.4476 | -1358.1384 | 2180.1205 | 3110.2154 | 8760 | 1885.4114 | 1025.036 | 860.3754 | 1891.3323 | 7950.8265 | 3929.4698 | 5049.0941 | 4224.384 | 0 | 8944.9325 | 8760 | 6953.5657 | 98.2 | 115.525 | 1048.625 | 539373.9218 | 189624.8638 | 612
222 | C | CLW | TOU | CC | ET | WC | R60 | 2.3662 | 21.5 | 1.6 | 8760 | 144732.5967 | 0 | 135572.2176 | 65533.1035 | 110342.3594 | 11683.375 | 26553.125 | 26553.125 | 6372.75 | 78.5973 | 8760 | 1475.3019 | 11640.4227 | 0 | 0 | 887.9043 | 6066.4739 | 1984.458 | -1373.0317 | 2305.5522 | 3109.5887 | 8760 | 1886.6217 | 973.9103 | 912.7114 | 1891.3323 | 7950.8265 | 3934.9848 | 5048.287 | 4232.9009 | 0 | 9245.9075 | 8760 | 6940.4202 | 104 | 108.425 | 1048.625 | 539309.5805 | 189624.8638 | 574.725
223 | C | CLW | TOU | CC | ET | WC | R60 | 2.3662 | 25 | 0.65 | 8760 | 131802.0865 | 0 | 136508.1552 | 65533.1035 | 110342.3594 | 11767.25 | 26743.75 | 26743.75 | 6418.5 | 79.1615 | 8760 | 1475.3019 | 11382.9069 | 0 | 0 | 909.8521 | 6082.5564 | 2215.6384 | -1344.648 | 2059.9635 | 3143.9798 | 8760 | 1884.7774 | 1071.2069 | 813.5705 | 1891.3323 | 7950.8265 | 3918.8866 | 5044.7914 | 4215.9271 | 0 | 8921.9144 | 8760 | 6947.8037 | 93.425 | 120.525 | 1048.625 | 539277.4377 | 189624.8638 | 798
224 | C | CLW | TOU | CC | ET | WC | R60 | 2.3662 | 25 | 1.25 | 8760 | 138384.5638 | 0 | 132987.8899 | 65533.1035 | 110342.3594 | 11658.625 | 26496.875 | 26496.875 | 6359.25 | 78.4307 | 8760 | 1475.3019 | 12062.0867 | 0 | 0 | 844.4491 | 5830.3281 | 1931.5891 | -1388.3375 | 2340.4815 | 3144.4128 | 8760 | 1887.4626 | 951.8109 | 935.6516 | 1891.3323 | 7950.8265 | 3940.0612 | 5044.5349 | 4227.7754 | 0 | 9604.365 | 8760 | 6922.8008 | 106.1 | 105.875 | 1048.625 | 539284.6571 | 189624.8638 | 737.425
225 | C | CLW | TOU | CC | ET | WC | R60 | 2.3662 | 25 | 1.9 | 8760 | 142284.5138 | 0 | 131335.0001 | 65533.1035 | 110342.3594 | 11605 | 26375 | 26375 | 6330 | 78.07 | 8760 | 1475.3019 | 12453.3051 | 0 | 0 | 818.4829 | 5701.7444 | 1757.0622 | -1406.6788 | 2540.2225 | 3148.6662 | 8760 | 1888.5343 | 877.4842 | 1011.0502 | 1891.3323 | 7950.8265 | 3946.7013 | 5063.0479 | 4252.4605 | 0 | 9993.3144 | 8760 | 6943.224 | 113.725 | 97.275 | 1048.625 | 539314.884 | 189624.8638 | 692.725
226 | C | CLW | TOU | CC | FP | WC | R60 | 2.3662 | 10 | 0.25 | 8760 | 145719.7102 | 0 | 159352.3821 | 65533.1035 | 110342.3594 | 12412.125 | 28209.375 | 28209.375 | 6770.25 | 83.4997 | 8760 | 1475.3019 | 5879.7199 | 0 | 0 | 1559.0963 | 7705.4937 | 3794.4289 | -965.7234 | 468.446 | 2334.7996 | 8760 | 1868.5106 | 1694.5174 | 173.9932 | 1891.3323 | 7950.8265 | 3748.2683 | 5005.2304 | 4128.1103 | 0 | 4358.1656 | 8760 | 7012.5142 | 21.1 | 204.575 | 1048.625 | 539773.013 | 189624.8638 | 77.45
227 | C | CLW | TOU | CC | FP | WC | R60 | 2.3662 | 10 | 0.5 | 8760 | 148415.4244 | 0 | 157446.7592 | 65533.1035 | 110342.3594 | 12417.625 | 28221.875 | 28221.875 | 6773.25 | 83.5367 | 8760 | 1475.3019 | 6178.4235 | 0 | 0 | 1314.5049 | 7607.5962 | 3861.3424 | -1030.258 | 403.9834 | 2282.4652 | 8760 | 1871.9673 | 1727.9332 | 144.0342 | 1891.3323 | 7950.8265 | 3779.0468 | 5009.8895 | 4131.0665 | 0 | 4708.0965 | 8760 | 7010.4209 | 17.675 | 208.1 | 1048.625 | 539766.5309 | 189624.8638 | 46.65
228 | C | CLW | TOU | CC | FP | WC | R60 | 2.3662 | 10 | 0.75 | 8760 | 149198.9007 | 0 | 156477.0738 | 65533.1035 | 110342.3594 | 12428.625 | 28246.875 | 28246.875 | 6779.25 | 83.6107 | 8760 | 1475.3019 | 6281.3338 | 0 | 0 | 1235.5476 | 7572.126 | 3885.9004 | -1054.5725 | 380.8888 | 2257.9753 | 8760 | 1871.5964 | 1752.7988 | 118.7976 | 1891.3323 | 7950.8265 | 3788.7342 | 5013.8152 | 4132.4327 | 0 | 4832.2455 | 8760 | 7024.7819 | 16.1 | 209.875 | 1048.625 | 539808.9178 | 189624.8638 | 33.275
229 | C | CLW | TOU | CC | FP | WC | R60 | 2.3662 | 14 | 0.35 | 8760 | 144519.8347 | 0 | 153896.4959 | 65533.1035 | 110342.3594 | 12271.875 | 27890.625 | 27890.625 | 6693.75 | 82.5562 | 8760 | 1475.3019 | 7205.7893 | 0 | 0 | 1295.1548 | 7358.8812 | 3435.5014 | -1089.5828 | 838.8542 | 2449.0184 | 8760 | 1874.9491 | 1563.3682 | 311.5809 | 1891.3323 | 7950.8265 | 3804.3093 | 5017.3534 | 4154.182 | 0 | 5531.5327 | 8760 | 6997.4025 | 37.425 | 185.7 | 1048.625 | 539675.9476 | 189624.8638 | 150.675
230 | C | CLW | TOU | CC | FP | WC | R60 | 2.3662 | 14 | 0.7 | 8760 | 147652.361 | 0 | 151016.6879 | 65533.1035 | 110342.3594 | 12212.75 | 27756.25 | 27756.25 | 6661.5 | 82.1585 | 8760 | 1475.3019 | 7601.2133 | 0 | 0 | 1130.9033 | 7192.0085 | 3434.7303 | -1154.8871 | 838.1998 | 2399.9017 | 8760 | 1877.9253 | 1577.982 | 299.9433 | 1891.3323 | 7950.8265 | 3839.7617 | 5025.3923 | 4156.5819 | 0 | 5970.2686 | 8760 | 7008.2971 | 35.975 | 186.075 | 1048.625 | 539626.4914 | 189624.8638 | 103.85
231 | C | CLW | TOU | CC | FP | WC | R60 | 2.3662 | 14 | 1.05 | 8760 | 148768.5875 | 0 | 149750.7723 | 65533.1035 | 110342.3594 | 12192.125 | 27709.375 | 27709.375 | 6650.25 | 82.0197 | 8760 | 1475.3019 | 7756.9638 | 0 | 0 | 1078.0067 | 7118.5162 | 3407.8177 | -1181.4061 | 850.4739 | 2374.3247 | 8760 | 1874.7633 | 1558.8778 | 315.8855 | 1891.3323 | 7950.8265 | 3852.0851 | 5010.2989 | 4142.8961 | 0 | 6146.8627 | 8760 | 6979.0381 | 36.75 | 184.925 | 1048.625 | 539662.0311 | 189624.8638 | 83.025
232 | C | CLW | TOU | CC | FP | WC | R60 | 2.3662 | 17.5 | 0.45 | 8760 | 143412.3191 | 0 | 149386.2966 | 65533.1035 | 110342.3594 | 12167.375 | 27653.125 | 27653.125 | 6636.75 | 81.8532 | 8760 | 1475.3019 | 8125.1599 | 0 | 0 | 1156.8064 | 7065.7334 | 3159.1013 | -1166.1474 | 1101.7516 | 2501.3193 | 8760 | 1876.1157 | 1461.9316 | 414.184 | 1891.3323 | 7950.8265 | 3842.0014 | 5016.9857 | 4156.2139 | 0 | 6363.7801 | 8760 | 6989.5987 | 50.7 | 170.525 | 1048.625 | 539600.7781 | 189624.8638 | 216.75
233 | C | CLW | TOU | CC | FP | WC | R60 | 2.3662 | 17.5 | 0.9 | 8760 | 146512.8858 | 0 | 146392.4962 | 65533.1035 | 110342.3594 | 12109.625 | 27521.875 | 27521.875 | 6605.25 | 81.4647 | 8760 | 1475.3019 | 8577.8944 | 0 | 0 | 1030.9009 | 6859.5292 | 3118.3458 | -1229.2176 | 1154.0633 | 2454.2564 | 8760 | 1879.5565 | 1454.3759 | 425.1806 | 1891.3323 | 7950.8265 | 3873.8502 | 5024.1367 | 4168.9458 | 0 | 6857.5824 | 8760 | 6981.8174 | 51.15 | 169.025 | 1048.625 | 539598.1995 | 189624.8638 | 161.3
234 | C | CLW | TOU | CC | FP | WC | R60 | 2.3662 | 17.5 | 1.3 | 8760 | 147399.3774 | 0 | 144595.616 | 65533.1035 | 110342.3594 | 12078 | 27450 | 27450 | 6588 | 81.252 | 8760 | 1475.3019 | 8765.9013 | 0 | 0 | 999.7309 | 6765.456 | 3071.4626 | -1251.0241 | 1197.2201 | 2424.3843 | 8760 | 1878.863 | 1433.9379 | 444.9251 | 1891.3323 | 7950.8265 | 3883.577 | 5024.5033 | 4168.7453 | 0 | 7071.352 | 8760 | 6984.3789 | 52.275 | 167.325 | 1048.625 | 539597.413 | 189624.8638 | 135.725
235 | C | CLW | TOU | CC | FP | WC | R60 | 2.3662 | 21.5 | 0.55 | 8760 | 142489.5696 | 0 | 145518.8044 | 65533.1035 | 110342.3594 | 12065.625 | 27421.875 | 27421.875 | 6581.25 | 81.1687 | 8760 | 1475.3019 | 8908.0969 | 0 | 0 | 1055.6427 | 6771.4253 | 2961.5114 | -1226.8795 | 1303.2681 | 2542.8675 | 8760 | 1878.9211 | 1391.72 | 487.2012 | 1891.3323 | 7950.8265 | 3866.5291 | 5026.0356 | 4173.3998 | 0 | 7073.1933 | 8760 | 6984.7191 | 59.4 | 159.975 | 1048.625 | 539498.2389 | 189624.8638 | 295.775
236 | C | CLW | TOU | CC | FP | WC | R60 | 2.3662 | 21.5 | 1.1 | 8760 | 145461.3231 | 0 | 141577.0673 | 65533.1035 | 110342.3594 | 11961.125 | 27184.375 | 27184.375 | 6524.25 | 80.4657 | 8760 | 1475.3019 | 9462.2222 | 0 | 0 | 962.841 | 6499.0906 | 2838.6125 | -1287.5725 | 1418.2324 | 2489.1014 | 8760 | 1881.5424 | 1344.5966 | 536.9458 | 1891.3323 | 7950.8265 | 3901.1088 | 5016.3737 | 4167.7034 | 0 | 7673.8987 | 8760 | 6948.9126 | 62.15 | 155.325 | 1048.625 | 539528.0353 | 189624.8638 | 230.85
237 | C | CLW | TOU | CC | FP | WC | R60 | 2.3662 | 21.5 | 1.6 | 8760 | 145919.78 | 0 | 140143.9128 | 65533.1035 | 110342.3594 | 11943.25 | 27143.75 | 27143.75 | 6514.5 | 80.3455 | 8760 | 1475.3019 | 9684.3468 | 0 | 0 | 940.8896 | 6377.6371 | 2787.649 | -1306.892 | 1477.4961 | 2451.864 | 8760 | 1881.079 | 1324.1169 | 556.9621 | 1891.3323 | 7950.8265 | 3908.9599 | 5013.7497 | 4171.1448 | 0 | 7927.9311 | 8760 | 6933.7379 | 63.925 | 153.225 | 1048.625 | 539551.0976 | 189624.8638 | 200.675
238 | C | CLW | TOU | CC | FP | WC | R60 | 2.3662 | 25 | 0.65 | 8760 | 141984.3221 | 0 | 142357.0153 | 65533.1035 | 110342.3594 | 12007.875 | 27290.625 | 27290.625 | 6549.75 | 80.7802 | 8760 | 1475.3019 | 9458.2155 | 0 | 0 | 983.8555 | 6535.0722 | 2862.1902 | -1269.3449 | 1400.8926 | 2562.722 | 8760 | 1879.8917 | 1354.1533 | 525.7384 | 1891.3323 | 7950.8265 | 3886.8112 | 5024.524 | 4171.9083 | 0 | 7577.747 | 8760 | 6965.6352 | 63.925 | 154.4 | 1048.625 | 539563.0221 | 189624.8638 | 356.725
239 | C | CLW | TOU | CC | FP | WC | R60 | 2.3662 | 25 | 1.25 | 8760 | 144328.3361 | 0 | 138674.7608 | 65533.1035 | 110342.3594 | 11908.875 | 27065.625 | 27065.625 | 6495.75 | 80.1142 | 8760 | 1475.3019 | 10058.1142 | 0 | 0 | 912.4855 | 6241.8594 | 2679.2194 | -1323.6512 | 1586.093 | 2497.0742 | 8760 | 1883.4411 | 1278.1245 | 605.3166 | 1891.3323 | 7950.8265 | 3915.3086 | 5025.0878 | 4178.3101 | 0 | 8236.9929 | 8760 | 6947.0504 | 70.475 | 146.05 | 1048.625 | 539484.9768 | 189624.8638 | 287.4
240 | C | CLW | TOU | CC | FP | WC | R60 | 2.3662 | 25 | 1.9 | 8760 | 145992.5446 | 0 | 136321.4177 | 65533.1035 | 110342.3594 | 11893.75 | 27031.25 | 27031.25 | 6487.5 | 80.0125 | 8760 | 1475.3019 | 10370.5362 | 0 | 0 | 887.3467 | 6078.9487 | 2599.0418 | -1346.7749 | 1677.6489 | 2465.7118 | 8760 | 1885.6249 | 1245.8422 | 639.7827 | 1891.3323 | 7950.8265 | 3924.0946 | 5033.1477 | 4189.7819 | 0 | 8577.3138 | 8760 | 6960.7747 | 73.575 | 142.675 | 1048.625 | 539490.6903 | 189624.8638 | 249
241 | C | CLW | TOU | FC | ET | WC | OFF | 0.19092 | 8.5 | 0.2 | 8760 | 149628.1549 | 0 | 142558.0018 | 0 | 72974.0341 | 23530.375 | 53478.125 | 53478.125 | 12834.75 | 158.2952 | 8760 | 1475.304 | 5471.7273 | 0 | 0 | 0 | 1823.0255 | 6486.053 | -1197.6647 | 1418.8097 | 3001.6864 | 8760 | 2969.6912 | 2513.2131 | 456.4781 | 2975.3537 | 1992.5971 | 0 | 9198.2681 | 7695.2744 | 0 | 3384.3136 | 8760 | 13793.0866 | 63.5 | 364.325 | 1821 | 865042.8908 | 155421.1442 | 112.35
242 | C | CLW | TOU | FC | ET | WC | OFF | 0.19092 | 8.5 | 0.45 | 8760 | 151752.5931 | 0 | 139129.2305 | 0 | 72974.0341 | 23595 | 53625 | 53625 | 12870 | 158.73 | 8760 | 1475.304 | 5590.7595 | 0 | 0 | 0 | 1718.0757 | 6497.0011 | -1265.3631 | 1418.1334 | 3006.4287 | 8760 | 2967.3396 | 2505.0302 | 462.3094 | 2975.3537 | 1992.5971 | 0 | 9200.7026 | 7694.933 | 0 | 3495.1319 | 8760 | 13806.6709 | 65.25 | 363.75 | 1821 | 865016.4669 | 155421.1442 | 78.65
243 | C | CLW | TOU | FC | ET | WC | OFF | 0.19092 | 8.5 | 0.65 | 8760 | 152593.6393 | 0 | 138317.7846 | 0 | 72974.0341 | 23577.125 | 53584.375 | 53584.375 | 12860.25 | 158.6097 | 8760 | 1475.304 | 5639.0151 | 0 | 0 | 0 | 1683.9757 | 6484.056 | -1287.7152 | 1415.1568 | 3013.0511 | 8760 | 2967.2344 | 2507.8756 | 459.3587 | 2975.3537 | 1992.5971 | 0 | 9177.5489 | 7677.7334 | 0 | 3535.9332 | 8760 | 13778.7249 | 65.2 | 363.475 | 1821 | 865157.8022 | 155421.1442 | 63.5
244 | C | CLW | TOU | FC | ET | WC | OFF | 0.19092 | 12 | 0.3 | 8760 | 151091.3304 | 0 | 131146.7627 | 0 | 72974.0341 | 23309 | 52975 | 52975 | 12714 | 156.806 | 8760 | 1475.304 | 7158.5283 | 0 | 0 | 0 | 1528.7057 | 5478.9043 | -1306.1328 | 2453.7515 | 3144.9598 | 8760 | 2969.2229 | 2111.354 | 857.8689 | 2975.3537 | 1992.5971 | 0 | 9241.2352 | 7748.6315 | 0 | 4898.2213 | 8760 | 13789.6497 | 115.075 | 308.725 | 1821 | 864637.7604 | 155421.1442 | 202.9
245 | C | CLW | TOU | FC | ET | WC | OFF | 0.19092 | 12 | 0.6 | 8760 | 153910.4676 | 0 | 127258.2719 | 0 | 72974.0341 | 23277.375 | 52903.125 | 52903.125 | 12696.75 | 156.5932 | 8760 | 1475.304 | 7348.5403 | 0 | 0 | 0 | 1423.2858 | 5396.3706 | -1356.2406 | 2544.9217 | 3149.1627 | 8760 | 2965.4562 | 2090.8468 | 874.6095 | 2975.3537 | 1992.5971 | 0 | 9228.2186 | 7756.5274 | 0 | 5086.1424 | 8760 | 13766.4416 | 119.725 | 303.5 | 1821 | 864804.015 | 155421.1442 | 165.825
246 | C | CLW | TOU | FC | ET | WC | OFF | 0.19092 | 12 | 0.9 | 8760 | 155844.5814 | 0 | 124648.4459 | 0 | 72974.0341 | 23315.875 | 52990.625 | 52990.625 | 12717.75 | 156.8522 | 8760 | 1475.304 | 7484.132 | 0 | 0 | 0 | 1366.0862 | 5322.5953 | -1372.7114 | 2618.4696 | 3147.9027 | 8760 | 2969.121 | 2062.6492 | 906.4718 | 2975.3537 | 1992.5971 | 0 | 9232.9944 | 7759.4998 | 0 | 5223.1614 | 8760 | 13788.376 | 125.775 | 298.15 | 1821 | 864721.9548 | 155421.1442 | 138.45
247 | C | CLW | TOU | FC | ET | WC | OFF | 0.19092 | 15 | 0.4 | 8760 | 151562.9716 | 0 | 123144.7962 | 0 | 72974.0341 | 23186.625 | 52696.875 | 52696.875 | 12647.25 | 155.9827 | 8760 | 1475.304 | 8367.2881 | 0 | 0 | 0 | 1321.1396 | 4725.6035 | -1378.3357 | 3270.0952 | 3229.662 | 8760 | 2969.0761 | 1803.0656 | 1166.0105 | 2975.3537 | 1992.5971 | 0 | 9312.5034 | 7837.6358 | 0 | 5996.1526 | 8760 | 13843.7605 | 155.7 | 265.875 | 1821 | 864368.218 | 155421.1442 | 282.85
248 | C | CLW | TOU | FC | ET | WC | OFF | 0.19092 | 15 | 0.75 | 8760 | 155691.7514 | 0 | 117775.9041 | 0 | 72974.0341 | 23111 | 52525 | 52525 | 12606 | 155.474 | 8760 | 1475.304 | 8680.2216 | 0 | 0 | 0 | 1189.3751 | 4528.7146 | -1413.2488 | 3460.1077 | 3228.9393 | 8760 | 2969.7399 | 1739.5389 | 1230.201 | 2975.3537 | 1992.5971 | 0 | 9294.7419 | 7839.1149 | 0 | 6313.3428 | 8760 | 13811.4574 | 166.65 | 253.55 | 1821 | 864306.3763 | 155421.1442 | 235.125
249 | C | CLW | TOU | FC | ET | WC | OFF | 0.19092 | 15 | 1.15 | 8760 | 157682.7809 | 0 | 116777.7207 | 0 | 72974.0341 | 23179.75 | 52681.25 | 52681.25 | 12643.5 | 155.9365 | 8760 | 1475.304 | 8836.3875 | 0 | 0 | 0 | 1158.0036 | 4456.7043 | -1431.0541 | 3539.097 | 3229.5078 | 8760 | 2968.9977 | 1700.7714 | 1268.2263 | 2975.3537 | 1992.5971 | 0 | 9309.5368 | 7844.4602 | 0 | 6469.7507 | 8760 | 13844.7214 | 172.6 | 248.85 | 1821 | 864394.296 | 155421.1442 | 209.45
250 | C | CLW | TOU | FC | ET | WC | OFF | 0.19092 | 18.5 | 0.45 | 8760 | 149263.4853 | 0 | 116294.0029 | 0 | 72974.0341 | 23083.5 | 52462.5 | 52462.5 | 12591 | 155.289 | 8760 | 1475.304 | 9328.7451 | 0 | 0 | 0 | 1148.5451 | 4138.6425 | -1426.3193 | 3883.5576 | 3289.7869 | 8760 | 2969.2541 | 1560.0442 | 1409.2099 | 2975.3537 | 1992.5971 | 0 | 9365.5818 | 7895.2961 | 0 | 6866.3932 | 8760 | 13877.1593 | 188.475 | 231.225 | 1821 | 863963.8449 | 155421.1442 | 406.825
251 | C | CLW | TOU | FC | ET | WC | OFF | 0.19092 | 18.5 | 0.95 | 8760 | 156407.4587 | 0 | 110654.3789 | 0 | 72974.0341 | 23003.75 | 52281.25 | 52281.25 | 12547.5 | 154.7525 | 8760 | 1475.304 | 9945.7794 | 0 | 0 | 0 | 988.1804 | 3738.9656 | -1467.7267 | 4313.8858 | 3288.8744 | 8760 | 2969.1357 | 1417.7796 | 1551.3561 | 2975.3537 | 1992.5971 | 0 | 9387.0576 | 7931.1589 | 0 | 7489.3338 | 8760 | 13893.2609 | 209.85 | 208.4 | 1821 | 863864.358 | 155421.1442 | 327.925
252 | C | CLW | TOU | FC | ET | WC | OFF | 0.19092 | 18.5 | 1.4 | 8760 | 159079.6916 | 0 | 108931.7438 | 0 | 72974.0341 | 22996.875 | 52265.625 | 52265.625 | 12543.75 | 154.7062 | 8760 | 1475.304 | 10180.849 | 0 | 0 | 0 | 941.0414 | 3586.9104 | -1483.4451 | 4463.9299 | 3290.7402 | 8760 | 2967.6893 | 1357.8396 | 1609.8496 | 2975.3537 | 1992.5971 | 0 | 9379.0175 | 7934.2926 | 0 | 7724.9151 | 8760 | 13886.7685 | 218.625 | 199.5 | 1821 | 864010.3129 | 155421.1442 | 298.875
253 | C | CLW | TOU | FC | ET | WC | OFF | 0.19092 | 21.5 | 0.55 | 8760 | 148078.8601 | 0 | 110864.3649 | 0 | 72974.0341 | 23029.875 | 52340.625 | 52340.625 | 12561.75 | 154.9282 | 8760 | 1475.304 | 10052.6435 | 0 | 0 | 0 | 977.8539 | 3729.9757 | -1465.5351 | 4297.1863 | 3321.8058 | 8760 | 2968.6804 | 1405.4493 | 1563.2311 | 2975.3537 | 1992.5971 | 0 | 9386.3185 | 7919.8578 | 0 | 7533.4661 | 8760 | 13893.6395 | 210.875 | 207.85 | 1821 | 863913.289 | 155421.1442 | 498.225
254 | C | CLW | TOU | FC | ET | WC | OFF | 0.19092 | 21.5 | 1.1 | 8760 | 156157.2124 | 0 | 105377.7307 | 0 | 72974.0341 | 22907.5 | 52062.5 | 52062.5 | 12495 | 154.105 | 8760 | 1475.304 | 10790.3615 | 0 | 0 | 0 | 833.1981 | 3202.1746 | -1504.4477 | 4843.7291 | 3326.1591 | 8760 | 2968.3121 | 1211.9606 | 1756.3515 | 2975.3537 | 1992.5971 | 0 | 9390.3167 | 7943.3928 | 0 | 8273.6696 | 8760 | 13879.0657 | 239.2 | 177.3 | 1821 | 863884.8919 | 155421.1442 | 413.9
255 | C | CLW | TOU | FC | ET | WC | OFF | 0.19092 | 21.5 | 1.6 | 8760 | 159170.6032 | 0 | 103517.1048 | 0 | 72974.0341 | 22906.125 | 52059.375 | 52059.375 | 12494.25 | 154.0957 | 8760 | 1475.304 | 11068.2198 | 0 | 0 | 0 | 782.7057 | 3071.2995 | -1522.6651 | 5029.7609 | 3328.3925 | 8760 | 2968.061 | 1154.62 | 1813.441 | 2975.3537 | 1992.5971 | 0 | 9438.424 | 8002.1739 | 0 | 8550.3112 | 8760 | 13931.5498 | 246.425 | 170.05 | 1821 | 863778.7893 | 155421.1442 | 382.4
256 | C | CLW | TOU | FC | FP | WC | OFF | 0.19092 | 8.5 | 0.2 | 8760 | 132104.0023 | 0 | 145391.3129 | 0 | 72974.0341 | 23590.875 | 53615.625 | 53615.625 | 12867.75 | 158.7022 | 8760 | 1475.304 | 4527.1584 | 0 | 0 | 0 | 1882.1613 | 6794.8219 | -1155.392 | 1090.5693 | 2479.9423 | 8760 | 2968.1705 | 2617.8537 | 350.3168 | 2975.3537 | 1992.5971 | 0 | 9163.4702 | 7659.2449 | 0 | 2917.2414 | 8760 | 13758.571 | 48.475 | 380.45 | 1821 | 865144.876 | 155421.1442 | 47.375
257 | C | CLW | TOU | FC | FP | WC | OFF | 0.19092 | 8.5 | 0.45 | 8760 | 126607.6904 | 0 | 142104.2821 | 0 | 72974.0341 | 23666.5 | 53787.5 | 53787.5 | 12909 | 159.211 | 8760 | 1475.304 | 4485.0815 | 0 | 0 | 0 | 1788.8459 | 6900.5181 | -1218.8692 | 990.7333 | 2420.7406 | 8760 | 2969.7018 | 2652.6566 | 317.0452 | 2975.3537 | 1992.5971 | 0 | 9165.2492 | 7656.1679 | 0 | 2912.5393 | 8760 | 13775.9246 | 44.925 | 385.375 | 1821 | 865112.2383 | 155421.1442 | 29.75
258 | C | CLW | TOU | FC | FP | WC | OFF | 0.19092 | 8.5 | 0.65 | 8760 | 125719.9663 | 0 | 140368.1479 | 0 | 72974.0341 | 23691.25 | 53843.75 | 53843.75 | 12922.5 | 159.3775 | 8760 | 1475.304 | 4489.8234 | 0 | 0 | 0 | 1746.8437 | 6931.0716 | -1246.5076 | 959.1733 | 2396.2268 | 8760 | 2966.6027 | 2655.3689 | 311.2338 | 2975.3537 | 1992.5971 | 0 | 9159.6765 | 7652.9995 | 0 | 2933.6291 | 8760 | 13769.1009 | 44.575 | 386.175 | 1821 | 865106.4292 | 155421.1442 | 20.225
259 | C | CLW | TOU | FC | FP | WC | OFF | 0.19092 | 12 | 0.3 | 8760 | 126777.1322 | 0 | 137031.6203 | 0 | 72974.0341 | 23512.5 | 53437.5 | 53437.5 | 12825 | 158.175 | 8760 | 1475.304 | 5607.5324 | 0 | 0 | 0 | 1669.1434 | 6172.5479 | -1246.457 | 1751.3692 | 2516.8629 | 8760 | 2968.1009 | 2365.6682 | 602.4326 | 2975.3537 | 1992.5971 | 0 | 9217.7023 | 7716.3236 | 0 | 3916.3768 | 8760 | 13799.7644 | 82.25 | 345.25 | 1821 | 864816.4674 | 155421.1442 | 106.85
260 | C | CLW | TOU | FC | FP | WC | OFF | 0.19092 | 12 | 0.6 | 8760 | 125974.601 | 0 | 132119.4478 | 0 | 72974.0341 | 23487.75 | 53381.25 | 53381.25 | 12811.5 | 158.0085 | 8760 | 1475.304 | 5738.9354 | 0 | 0 | 0 | 1519.0843 | 6146.7132 | -1306.2512 | 1765.6805 | 2460.0063 | 8760 | 2968.2454 | 2359.5872 | 608.6582 | 2975.3537 | 1992.5971 | 0 | 9191.9103 | 7699.0643 | 0 | 4094.992 | 8760 | 13768.4819 | 83.65 | 343.4 | 1821 | 864883.8762 | 155421.1442 | 71.675
261 | C | CLW | TOU | FC | FP | WC | OFF | 0.19092 | 12 | 0.9 | 8760 | 125987.8695 | 0 | 129824.6008 | 0 | 72974.0341 | 23523.5 | 53462.5 | 53462.5 | 12831 | 158.249 | 8760 | 1475.304 | 5791.2684 | 0 | 0 | 0 | 1465.3567 | 6148.5321 | -1331.186 | 1758.0921 | 2440.9771 | 8760 | 2969.3208 | 2368.5721 | 600.7487 | 2975.3537 | 1992.5971 | 0 | 9194.7587 | 7695.0022 | 0 | 4161.4543 | 8760 | 13788.92 | 84.35 | 343.35 | 1821 | 864911.8467 | 155421.1442 | 55.525
262 | C | CLW | TOU | FC | FP | WC | OFF | 0.19092 | 15 | 0.4 | 8760 | 125759.8277 | 0 | 130139.5798 | 0 | 72974.0341 | 23443.75 | 53281.25 | 53281.25 | 12787.5 | 157.7125 | 8760 | 1475.304 | 6434.8097 | 0 | 0 | 0 | 1484.9352 | 5659.5815 | -1313.7882 | 2288.5406 | 2536.3912 | 8760 | 2968.1177 | 2165.2936 | 802.824 | 2975.3537 | 1992.5971 | 0 | 9256.2812 | 7756.8053 | 0 | 4693.3974 | 8760 | 13833.4929 | 109.125 | 317.125 | 1821 | 864647.6947 | 155421.1442 | 150.45
263 | C | CLW | TOU | FC | FP | WC | OFF | 0.19092 | 15 | 0.75 | 8760 | 126419.5533 | 0 | 125264.1549 | 0 | 72974.0341 | 23358.5 | 53087.5 | 53087.5 | 12741 | 157.139 | 8760 | 1475.304 | 6660.6761 | 0 | 0 | 0 | 1352.202 | 5562.1599 | -1363.8437 | 2377.5408 | 2491.184 | 8760 | 2968.4813 | 2136.5158 | 831.9655 | 2975.3537 | 1992.5971 | 0 | 9229.3606 | 7749.5613 | 0 | 4960.7005 | 8760 | 13789.5026 | 114.25 | 310.45 | 1821 | 864663.6773 | 155421.1442 | 108.375
264 | C | CLW | TOU | FC | FP | WC | OFF | 0.19092 | 15 | 1.15 | 8760 | 127323.0249 | 0 | 121974.8742 | 0 | 72974.0341 | 23351.625 | 53071.875 | 53071.875 | 12737.25 | 157.0927 | 8760 | 1475.304 | 6790.2168 | 0 | 0 | 0 | 1266.0546 | 5518.111 | -1384.1995 | 2411.9582 | 2470.7387 | 8760 | 2966.9351 | 2124.862 | 842.073 | 2975.3537 | 1992.5971 | 0 | 9220.5366 | 7737.5593 | 0 | 5109.5571 | 8760 | 13780.2535 | 116.35 | 308.225 | 1821 | 864772.6567 | 155421.1442 | 89.225
265 | C | CLW | TOU | FC | FP | WC | OFF | 0.19092 | 12.46 | 0.93431 | 8760 | 130813.5596 | 0 | 127346.0161 | 0 | 72974.0341 | 23480.875 | 53365.625 | 53365.625 | 12807.75 | 157.9622 | 8760 | 1475.304 | 6178.4071 | 0 | 0 | 0 | 1399.4163 | 5864.9413 | -1336.1174 | 2065.2692 | 2445.8822 | 8760 | 2968.9227 | 2254.9325 | 713.9902 | 2975.3537 | 1992.5971 | 0 | 9212.7759 | 7729.1702 | 0 | 4550.185 | 8760 | 13790.2887 | 98.85 | 328.075 | 1821 | 864823.325 | 155421.1442 | 61.025
266 | C | CLW | TOU | FC | FP | WC | OFF | 0.19092 | 18.5 | 0.95 | 8760 | 127435.0654 | 0 | 117899.6459 | 0 | 72974.0341 | 23218.25 | 52768.75 | 52768.75 | 12664.5 | 156.1955 | 8760 | 1475.304 | 7575.9071 | 0 | 0 | 0 | 1155.683 | 5005.3653 | -1411.5336 | 2942.6312 | 2514.719 | 8760 | 2968.5252 | 1934.8514 | 1033.6739 | 2975.3537 | 1992.5971 | 0 | 9253.2535 | 7780.2754 | 0 | 5827.4861 | 8760 | 13787.5131 | 142.85 | 279.3 | 1821 | 864529.2253 | 155421.1442 | 158.025
267 | C | CLW | TOU | FC | FP | WC | OFF | 0.19092 | 18.5 | 1.4 | 8760 | 128099.4974 | 0 | 115135.3302 | 0 | 72974.0341 | 23274.625 | 52896.875 | 52896.875 | 12695.25 | 156.5747 | 8760 | 1475.304 | 7760.4242 | 0 | 0 | 0 | 1081.7556 | 4959.518 | -1433.8383 | 3030.9611 | 2487.4664 | 8760 | 2968.6346 | 1900.883 | 1067.7515 | 2975.3537 | 1992.5971 | 0 | 9293.8365 | 7823.1109 | 0 | 6038.2362 | 8760 | 13840.4933 | 146.925 | 276.25 | 1821 | 864439.0117 | 155421.1442 | 133.15
268 | C | CLW | TOU | FC | FP | WC | OFF | 0.19092 | 21.5 | 0.55 | 8760 | 122985.1993 | 0 | 120401.4791 | 0 | 72974.0341 | 23288.375 | 52928.125 | 52928.125 | 12702.75 | 156.6672 | 8760 | 1475.304 | 7642.0437 | 0 | 0 | 0 | 1219.411 | 4957.5266 | -1391.1258 | 2996.6293 | 2557.665 | 8760 | 2969.2796 | 1894.0728 | 1075.2068 | 2975.3537 | 1992.5971 | 0 | 9277.2649 | 7796.0074 | 0 | 5828.8242 | 8760 | 13819.5733 | 147.425 | 276 | 1821 | 864404.954 | 155421.1442 | 268.5
269 | C | CLW | TOU | FC | FP | WC | OFF | 0.19092 | 21.5 | 1.1 | 8760 | 127496.7176 | 0 | 113227.4574 | 0 | 72974.0341 | 23200.375 | 52728.125 | 52728.125 | 12654.75 | 156.0752 | 8760 | 1475.304 | 8221.7158 | 0 | 0 | 0 | 1019.2046 | 4643.2476 | -1437.8456 | 3330.692 | 2523.5924 | 8760 | 2966.6799 | 1790.4178 | 1176.2621 | 2975.3537 | 1992.5971 | 0 | 9286.2153 | 7821.9136 | 0 | 6444.3437 | 8760 | 13816.0058 | 163.2 | 258.625 | 1821 | 864393.3578 | 155421.1442 | 203.825
270 | C | CLW | TOU | FC | FP | WC | OFF | 0.19092 | 21.5 | 1.6 | 8760 | 128207.6841 | 0 | 110481.8904 | 0 | 72974.0341 | 23094.5 | 52487.5 | 52487.5 | 12597 | 155.363 | 8760 | 1475.304 | 8402.8892 | 0 | 0 | 0 | 949.539 | 4570.3663 | -1467.4054 | 3402.1798 | 2498.9812 | 8760 | 2966.9768 | 1768.4831 | 1198.4937 | 2975.3537 | 1992.5971 | 0 | 9276.6614 | 7823.0236 | 0 | 6648.4765 | 8760 | 13797.3747 | 165.05 | 254.85 | 1821 | 864455.2045 | 155421.1442 | 176.275
271 | C | CLW | TOU | FC | ET | WC | R100 | 1.659 | 8.5 | 0.2 | 8760 | 146122.1046 | 0 | 156877.5471 | 65533.1035 | 98465.0169 | 12025.75 | 27331.25 | 27331.25 | 6559.5 | 80.9005 | 8760 | 1475.3019 | 5950.9226 | 0 | 0 | 1061.4213 | 5367.0656 | 3483.0737 | -1036.6269 | 544.8104 | 2728.869 | 8760 | 1418.4632 | 1250.8695 | 167.5937 | 1421.9781 | 5574.5361 | 2825.9017 | 4377.5694 | 3893.3612 | 0 | 4061.806 | 8760 | 6257.2888 | 25.025 | 193.625 | 1166.025 | 407445.2031 | 189624.8638 | 168.475
272 | C | CLW | TOU | FC | ET | WC | R100 | 1.659 | 8.5 | 0.45 | 8760 | 152388.1616 | 0 | 154607.4485 | 65533.1035 | 98465.0169 | 12069.75 | 27431.25 | 27431.25 | 6583.5 | 81.1965 | 8760 | 1475.3019 | 6265.8554 | 0 | 0 | 884.9082 | 5291.3088 | 3467.3939 | -1118.5628 | 582.6612 | 2696.8336 | 8760 | 1420.1677 | 1249.2246 | 170.9431 | 1421.9781 | 5574.5361 | 2845.503 | 4407.6692 | 3918.0489 | 0 | 4416.6688 | 8760 | 6292.1227 | 26.475 | 192.975 | 1166.025 | 407454.4945 | 189624.8638 | 118.05
273 | C | CLW | TOU | FC | ET | WC | R100 | 1.659 | 8.5 | 0.65 | 8760 | 154357.5676 | 0 | 154022.4875 | 65533.1035 | 98465.0169 | 11977.625 | 27221.875 | 27221.875 | 6533.25 | 80.5767 | 8760 | 1475.3019 | 6365.1304 | 0 | 0 | 856.1714 | 5269.2485 | 3424.7584 | -1142.231 | 599.482 | 2697.1171 | 8760 | 1418.9908 | 1240.8597 | 178.131 | 1421.9781 | 5574.5361 | 2849.9017 | 4371.9778 | 3895.6404 | 0 | 4517.6133 | 8760 | 6231.4151 | 26.875 | 190.9 | 1166.025 | 407457.2067 | 189624.8638 | 98.6
274 | C | CLW | TOU | FC | ET | WC | R100 | 1.659 | 12 | 0.3 | 8760 | 140801.7235 | 0 | 149012.0715 | 65533.1035 | 98465.0169 | 11921.25 | 27093.75 | 27093.75 | 6502.5 | 80.1975 | 8760 | 1475.3019 | 7507.6185 | 0 | 0 | 860.8894 | 4997.5653 | 2991.8618 | -1179.4964 | 1086.2361 | 2939.256 | 8760 | 1419.7502 | 1076.2788 | 343.4714 | 1421.9781 | 5574.5361 | 2852.494 | 4425.5551 | 3957.5379 | 0 | 5367.7481 | 8760 | 6290.1281 | 50.25 | 166.5 | 1166.025 | 407305.2058 | 189624.8638 | 331.05
275 | C | CLW | TOU | FC | ET | WC | R100 | 1.659 | 12 | 0.6 | 8760 | 146612.6822 | 0 | 146606.9819 | 65533.1035 | 98465.0169 | 11885.5 | 27012.5 | 27012.5 | 6483 | 79.957 | 8760 | 1475.3019 | 7875.9901 | 0 | 0 | 781.1467 | 4892.0347 | 2890.5358 | -1251.4366 | 1192.855 | 2944.0286 | 8760 | 1421.4452 | 1057.9035 | 363.5417 | 1421.9781 | 5574.5361 | 2867.2489 | 4444.0597 | 3976.4874 | 0 | 5738.4307 | 8760 | 6294.7702 | 54.1 | 162 | 1166.025 | 407289.61 | 189624.8638 | 278.875
276 | C | CLW | TOU | FC | ET | WC | R100 | 1.659 | 12 | 0.9 | 8760 | 149047.17 | 0 | 145360.565 | 65533.1035 | 98465.0169 | 11816.75 | 26856.25 | 26856.25 | 6445.5 | 79.4945 | 8760 | 1475.3019 | 8031.6147 | 0 | 0 | 764.2407 | 4830.8455 | 2816.5027 | -1267.7358 | 1249.5444 | 2938.8721 | 8760 | 1419.7586 | 1040.9621 | 378.7965 | 1421.9781 | 5574.5361 | 2868.3967 | 4423.2599 | 3964.9612 | 0 | 5900.9605 | 8760 | 6256.0303 | 57.075 | 157.775 | 1166.025 | 407232.9623 | 189624.8638 | 261.575
277 | C | CLW | TOU | FC | ET | WC | R100 | 1.659 | 15 | 0.4 | 8760 | 136504.1383 | 0 | 143407.6952 | 65533.1035 | 98465.0169 | 11749.375 | 26703.125 | 26703.125 | 6408.75 | 79.0412 | 8760 | 1475.3019 | 8536.7684 | 0 | 0 | 770.4487 | 4700.6061 | 2614.3386 | -1259.7409 | 1467.6939 | 3051.0736 | 8760 | 1419.7716 | 953.9549 | 465.8166 | 1421.9781 | 5574.5361 | 2865.7129 | 4442.2778 | 3983.7143 | 0 | 6252.5888 | 8760 | 6265.7285 | 67.775 | 145.85 | 1166.025 | 407198.7929 | 189624.8638 | 469.2
278 | C | CLW | TOU | FC | ET | WC | R100 | 1.659 | 15 | 0.75 | 8760 | 141635.3998 | 0 | 140385.3967 | 65533.1035 | 98465.0169 | 11726 | 26650 | 26650 | 6396 | 78.884 | 8760 | 1475.3019 | 8931.0918 | 0 | 0 | 714.2935 | 4566.5202 | 2487.3377 | -1308.2312 | 1613.9083 | 3044.1687 | 8760 | 1420.2782 | 919.8504 | 500.4279 | 1421.9781 | 5574.5361 | 2873.3347 | 4463.4538 | 4013.1993 | 0 | 6657.7685 | 8760 | 6300.7671 | 73.75 | 139.45 | 1166.025 | 407139.8769 | 189624.8638 | 422.75
279 | C | CLW | TOU | FC | ET | WC | R100 | 1.659 | 15 | 1.15 | 8760 | 145239.0147 | 0 | 139015.2381 | 65533.1035 | 98465.0169 | 11686.125 | 26559.375 | 26559.375 | 6374.25 | 78.6157 | 8760 | 1475.3019 | 9185.5074 | 0 | 0 | 700.5468 | 4476.721 | 2375.4604 | -1327.1263 | 1737.6317 | 3045.5247 | 8760 | 1419.9356 | 889.918 | 530.0176 | 1421.9781 | 5574.5361 | 2876.1287 | 4475.1302 | 4030.9411 | 0 | 6913.8176 | 8760 | 6296.4275 | 78.825 | 133.65 | 1166.025 | 407095.196 | 189624.8638 | 389.55
280 | C | CLW | TOU | FC | ET | WC | R100 | 1.659 | 18.5 | 0.45 | 8760 | 130578.8216 | 0 | 138264.5381 | 65533.1035 | 98465.0169 | 11738.375 | 26678.125 | 26678.125 | 6402.75 | 78.9672 | 8760 | 1475.3019 | 9361.962 | 0 | 0 | 714.6928 | 4401.9755 | 2350.2782 | -1304.5415 | 1764.2904 | 3121.2061 | 8760 | 1421.6591 | 859.8367 | 561.8224 | 1421.9781 | 5574.5361 | 2870.3023 | 4492.1176 | 4030.6809 | 0 | 6972.4883 | 8760 | 6320.4288 | 83.225 | 130.2 | 1166.025 | 407000.6458 | 189624.8638 | 635.85
281 | C | CLW | TOU | FC | ET | WC | R100 | 1.659 | 18.5 | 0.95 | 8760 | 137585.7249 | 0 | 134123.3142 | 65533.1035 | 98465.0169 | 11607.75 | 26381.25 | 26381.25 | 6331.5 | 78.0885 | 8760 | 1475.3019 | 9973.0265 | 0 | 0 | 647.3328 | 4199.8482 | 2104.3203 | -1359.321 | 2013.3734 | 3123.2435 | 8760 | 1420.3613 | 788.4232 | 631.9381 | 1421.9781 | 5574.5361 | 2879.1413 | 4489.7441 | 4050.9128 | 0 | 7587.8209 | 8760 | 6297.7237 | 92.925 | 118.125 | 1166.025 | 407003.9309 | 189624.8638 | 570.25
282 | C | CLW | TOU | FC | ET | WC | R100 | 1.659 | 18.5 | 1.4 | 8760 | 140814.8029 | 0 | 132731.407 | 65533.1035 | 98465.0169 | 11548.625 | 26246.875 | 26246.875 | 6299.25 | 77.6907 | 8760 | 1475.3019 | 10240.3785 | 0 | 0 | 627.3716 | 4114.8066 | 1977.5169 | -1375.6873 | 2151.0758 | 3124.5349 | 8760 | 1418.7203 | 746.3567 | 672.3636 | 1421.9781 | 5574.5361 | 2881.3812 | 4491.2102 | 4063.166 | 0 | 7855.3626 | 8760 | 6286.3655 | 98.425 | 111.55 | 1166.025 | 407024.0781 | 189624.8638 | 538.625
283 | C | CLW | TOU | FC | ET | WC | R100 | 1.659 | 21.5 | 0.55 | 8760 | 127871.2169 | 0 | 133949.3258 | 65533.1035 | 98465.0169 | 11649 | 26475 | 26475 | 6354 | 78.366 | 8760 | 1475.3019 | 10048.5684 | 0 | 0 | 657.742 | 4134.3315 | 2157.2597 | -1348.3965 | 1973.824 | 3165.4067 | 8760 | 1419.6584 | 799.4571 | 620.2013 | 1421.9781 | 5574.5361 | 2876.7363 | 4500.8092 | 4052.7005 | 0 | 7591.6949 | 8760 | 6317.0381 | 92.125 | 119.675 | 1166.025 | 406936.1335 | 189624.8638 | 747.6
284 | C | CLW | TOU | FC | ET | WC | R100 | 1.659 | 21.5 | 1.1 | 8760 | 134583.1939 | 0 | 129603.3656 | 65533.1035 | 98465.0169 | 11495 | 26125 | 26125 | 6270 | 77.33 | 8760 | 1475.3019 | 10685.5191 | 0 | 0 | 593.0046 | 3922.2108 | 1863.0945 | -1392.0315 | 2271.9178 | 3166.739 | 8760 | 1418.9083 | 713.474 | 705.4343 | 1421.9781 | 5574.5361 | 2883.2705 | 4502.038 | 4072.7553 | 0 | 8232.2396 | 8760 | 6292.9281 | 103.925 | 105.075 | 1166.025 | 406983.1825 | 189624.8638 | 684
285 | C | CLW | TOU | FC | ET | WC | R100 | 1.659 | 21.5 | 1.6 | 8760 | 138075.9512 | 0 | 127190.7764 | 65533.1035 | 98465.0169 | 11445.5 | 26012.5 | 26012.5 | 6243 | 76.997 | 8760 | 1475.3019 | 11009.1922 | 0 | 0 | 576.4882 | 3806.8899 | 1711.9039 | -1409.6075 | 2426.5791 | 3168.3554 | 8760 | 1420.0082 | 659.8141 | 760.194 | 1421.9781 | 5574.5361 | 2885.5161 | 4501.0486 | 4080.7221 | 0 | 8555.329 | 8760 | 6282.0288 | 110.575 | 97.525 | 1166.025 | 407081.9559 | 189624.8638 | 646.775
286 | C | CLW | TOU | FC | FP | WC | R100 | 1.659 | 8.5 | 0.2 | 8760 | 143130.7566 | 0 | 158869.4143 | 65533.1035 | 98465.0169 | 12138.5 | 27587.5 | 27587.5 | 6621 | 81.659 | 8760 | 1475.3019 | 5052.3295 | 0 | 0 | 1177.0966 | 5457.8338 | 3663.0243 | -953.1941 | 368.974 | 2329.4578 | 8760 | 1419.908 | 1305.9259 | 113.9821 | 1421.9781 | 5574.5361 | 2813.1123 | 4383.7022 | 3891.5046 | 0 | 3553.0926 | 8760 | 6268.3374 | 16.95 | 203.75 | 1166.025 | 407465.8184 | 189624.8638 | 65.225
287 | C | CLW | TOU | FC | FP | WC | R100 | 1.659 | 8.5 | 0.45 | 8760 | 145542.8658 | 0 | 156375.8306 | 65533.1035 | 98465.0169 | 12144 | 27600 | 27600 | 6624 | 81.696 | 8760 | 1475.3019 | 5320.4699 | 0 | 0 | 961.8854 | 5368.436 | 3709.7963 | -1034.8898 | 317.0459 | 2270.4271 | 8760 | 1418.5701 | 1320.1803 | 98.3898 | 1421.9781 | 5574.5361 | 2828.2764 | 4378.3469 | 3883.7859 | 0 | 3878.4004 | 8760 | 6256.2416 | 14.875 | 205.925 | 1166.025 | 407480.7118 | 189624.8638 | 36.85
288 | C | CLW | TOU | FC | FP | WC | R100 | 1.659 | 8.5 | 0.65 | 8760 | 145845.6188 | 0 | 155467.6411 | 65533.1035 | 98465.0169 | 12137.125 | 27584.375 | 27584.375 | 6620.25 | 81.6497 | 8760 | 1475.3019 | 5389.8714 | 0 | 0 | 919.7423 | 5337.0822 | 3713.1799 | -1052.9968 | 317.2385 | 2246.4541 | 8760 | 1419.1285 | 1325.9399 | 93.1886 | 1421.9781 | 5574.5361 | 2831.041 | 4379.3252 | 3885.7986 | 0 | 3968.4477 | 8760 | 6265.5867 | 14.775 | 205.9 | 1166.025 | 407520.0144 | 189624.8638 | 27.875
289 | C | CLW | TOU | FC | FP | WC | R100 | 1.659 | 12 | 0.3 | 8760 | 141027.7185 | 0 | 152431.8435 | 65533.1035 | 98465.0169 | 12042.25 | 27368.75 | 27368.75 | 6568.5 | 81.0115 | 8760 | 1475.3019 | 6260.8703 | 0 | 0 | 950.6019 | 5154.3325 | 3328.0585 | -1088.8074 | 720.5017 | 2445.5534 | 8760 | 1418.6167 | 1196.4606 | 222.1561 | 1421.9781 | 5574.5361 | 2837.5484 | 4405.5082 | 3917.7258 | 0 | 4609.0362 | 8760 | 6284.5337 | 34.075 | 184.875 | 1166.025 | 407405.9069 | 189624.8638 | 132.2
290 | C | CLW | TOU | FC | FP | WC | R100 | 1.659 | 12 | 0.6 | 8760 | 143488.3912 | 0 | 149539.2864 | 65533.1035 | 98465.0169 | 12002.375 | 27278.125 | 27278.125 | 6546.75 | 80.7432 | 8760 | 1475.3019 | 6560.7879 | 0 | 0 | 824.765 | 5039.9989 | 3321.9165 | -1158.5617 | 729.8196 | 2401.3366 | 8760 | 1419.3205 | 1198.9002 | 220.4203 | 1421.9781 | 5574.5361 | 2850.6553 | 4401.9813 | 3923.5048 | 0 | 4950.1 | 8760 | 6263.353 | 33.6 | 184.625 | 1166.025 | 407376.6478 | 189624.8638 | 96.55
291 | C | CLW | TOU | FC | FP | WC | R100 | 1.659 | 12 | 0.9 | 8760 | 143916.8093 | 0 | 147883.3968 | 65533.1035 | 98465.0169 | 11958.375 | 27178.125 | 27178.125 | 6522.75 | 80.4472 | 8760 | 1475.3019 | 6669.824 | 0 | 0 | 789.9623 | 4971.5008 | 3301.4373 | -1182.6976 | 733.4615 | 2374.4376 | 8760 | 1420.1284 | 1200.9628 | 219.1657 | 1421.9781 | 5574.5361 | 2854.4523 | 4384.4917 | 3910.9435 | 0 | 5081.6723 | 8760 | 6236.4404 | 33.2 | 184.225 | 1166.025 | 407464.9412 | 189624.8638 | 78.15
292 | C | CLW | TOU | FC | FP | WC | R100 | 1.659 | 15 | 0.4 | 8760 | 139617.0894 | 0 | 147433.4268 | 65533.1035 | 98465.0169 | 11939.125 | 27134.375 | 27134.375 | 6512.25 | 80.3178 | 8760 | 1475.3019 | 7099.0228 | 0 | 0 | 834.7735 | 4914.1086 | 3063.8966 | -1170.7118 | 1001.8896 | 2503.7231 | 8760 | 1418.9701 | 1110.1545 | 308.8157 | 1421.9781 | 5574.5361 | 2850.5634 | 4429.4817 | 3950.9423 | 0 | 5357.7871 | 8760 | 6291.3873 | 47.3 | 169.775 | 1166.025 | 407312.1277 | 189624.8638 | 194.35
293 | C | CLW | TOU | FC | FP | WC | R100 | 1.659 | 15 | 0.75 | 8760 | 141694.3128 | 0 | 144450.1257 | 65533.1035 | 98465.0169 | 11906.125 | 27059.375 | 27059.375 | 6494.25 | 80.0957 | 8760 | 1475.3019 | 7417.1047 | 0 | 0 | 753.3346 | 4763.644 | 3038.1017 | -1229.5702 | 1032.6269 | 2461.3582 | 8760 | 1420.0906 | 1109.3585 | 310.7322 | 1421.9781 | 5574.5361 | 2861.9081 | 4429.1886 | 3958.9204 | 0 | 5713.2796 | 8760 | 6275.9135 | 47.2 | 169.275 | 1166.025 | 407315.6211 | 189624.8638 | 150.6
294 | C | CLW | TOU | FC | FP | WC | R100 | 1.659 | 15 | 1.15 | 8760 | 142292.8586 | 0 | 142526.504 | 65533.1035 | 98465.0169 | 11899.25 | 27043.75 | 27043.75 | 6490.5 | 80.0495 | 8760 | 1475.3019 | 7582.6236 | 0 | 0 | 727.8701 | 4674.5576 | 2986.1034 | -1253.5018 | 1080.4272 | 2426.0948 | 8760 | 1420.9642 | 1095.0061 | 325.9582 | 1421.9781 | 5574.5361 | 2866.2235 | 4418.8092 | 3953.6078 | 0 | 5909.7049 | 8760 | 6267.5631 | 49.475 | 166.875 | 1166.025 | 407403.9254 | 189624.8638 | 123.8
295 | C | CLW | TOU | FC | FP | WC | R100 | 1.659 | 18.5 | 0.45 | 8760 | 136857.6085 | 0 | 143784.1701 | 65533.1035 | 98465.0169 | 11859.375 | 26953.125 | 26953.125 | 6468.75 | 79.7812 | 8760 | 1475.3019 | 7727.0016 | 0 | 0 | 772.3747 | 4705.3541 | 2866.3919 | -1224.4886 | 1193.6306 | 2554.3135 | 8760 | 1420.3879 | 1046.3271 | 374.0609 | 1421.9781 | 5574.5361 | 2857.6456 | 4419.8642 | 3953.5026 | 0 | 5903.3078 | 8760 | 6270.8995 | 56.95 | 158.675 | 1166.025 | 407231.2704 | 189624.8638 | 279.45
296 | C | CLW | TOU | FC | FP | WC | R100 | 1.659 | 18.5 | 0.95 | 8760 | 139420.2944 | 0 | 139183.9768 | 65533.1035 | 98465.0169 | 11797.5 | 26812.5 | 26812.5 | 6435 | 79.365 | 8760 | 1475.3019 | 8233.8416 | 0 | 0 | 699.964 | 4463.5579 | 2752.6089 | -1289.1629 | 1330.0015 | 2489.8361 | 8760 | 1419.081 | 1011.6838 | 407.3972 | 1421.9781 | 5574.5361 | 2870.7727 | 4440.3071 | 3982.837 | 0 | 6466.5307 | 8760 | 6272.7874 | 60.775 | 153.725 | 1166.025 | 407273.7078 | 189624.8638 | 212.5
297 | C | CLW | TOU | FC | FP | WC | R100 | 1.659 | 18.5 | 1.4 | 8760 | 140249.4771 | 0 | 137101.3657 | 65533.1035 | 98465.0169 | 11786.5 | 26787.5 | 26787.5 | 6429 | 79.291 | 8760 | 1475.3019 | 8430.2477 | 0 | 0 | 675.492 | 4359.0495 | 2691.7533 | -1308.9649 | 1391.1153 | 2458.809 | 8760 | 1420.249 | 993.234 | 427.015 | 1421.9781 | 5574.5361 | 2874.3625 | 4442.5151 | 3986.8264 | 0 | 6690.9705 | 8760 | 6274.8329 | 63.025 | 151.275 | 1166.025 | 407195.2349 | 189624.8638 | 186.05
298 | C | CLW | TOU | FC | FP | WC | R100 | 1.659 | 21.5 | 0.55 | 8760 | 135757.7557 | 0 | 140351.649 | 65533.1035 | 98465.0169 | 11809.875 | 26840.625 | 26840.625 | 6441.75 | 79.4483 | 8760 | 1475.3019 | 8248.126 | 0 | 0 | 716.0125 | 4505.5274 | 2729.4191 | -1270.5683 | 1332.7663 | 2572.9858 | 8760 | 1418.8918 | 1002.6957 | 416.196 | 1421.9781 | 5574.5361 | 2866.6208 | 4422.1884 | 3962.2996 | 0 | 6381.1296 | 8760 | 6255.3739 | 63.525 | 151.2 | 1166.025 | 407288.1539 | 189624.8638 | 335.625
299 | C | CLW | TOU | FC | FP | WC | R100 | 1.659 | 21.5 | 1.1 | 8760 | 137747.4431 | 0 | 135704.9588 | 65533.1035 | 98465.0169 | 11753.5 | 26712.5 | 26712.5 | 6411 | 79.069 | 8760 | 1475.3019 | 8777.5678 | 0 | 0 | 659.9523 | 4247.2583 | 2589.8905 | -1326.9678 | 1501.8521 | 2504.8726 | 8760 | 1419.2492 | 958.7096 | 460.5396 | 1421.9781 | 5574.5361 | 2875.5827 | 4446.7173 | 3996.1718 | 0 | 6971.7392 | 8760 | 6276.9556 | 67.625 | 146.075 | 1166.025 | 407209.3797 | 189624.8638 | 268.65
300 | C | CLW | TOU | FC | FP | WC | R100 | 1.659 | 21.5 | 1.6 | 8760 | 139248.8106 | 0 | 133656.8453 | 65533.1035 | 98465.0169 | 11709.5 | 26612.5 | 26612.5 | 6387 | 78.773 | 8760 | 1475.3019 | 9022.2936 | 0 | 0 | 628.6325 | 4146.4131 | 2484.8284 | -1346.6499 | 1615.8936 | 2478.2813 | 8760 | 1419.8359 | 924.7099 | 495.1261 | 1421.9781 | 5574.5361 | 2877.5641 | 4455.5725 | 4008.0915 | 0 | 7240.786 | 8760 | 6277.6857 | 73.625 | 139.275 | 1166.025 | 407195.8747 | 189624.8638 | 237.15
301 | C | CLW | TOU | FC | ET | WC | R60 | 1.8908 | 8.5 | 0.2 | 8760 | 147072.4422 | 0 | 158729.9236 | 65533.1035 | 102340.3346 | 13480.5 | 30637.5 | 30637.5 | 7353 | 90.687 | 8760 | 1475.3019 | 6002.6012 | 0 | 0 | 1248.0834 | 6141.6727 | 3922.2444 | -1012.1639 | 529.1326 | 2700.5877 | 8760 | 1618.0719 | 1451.3462 | 166.7257 | 1620.6825 | 6353.5106 | 3146.6898 | 4986.991 | 4310.0141 | 0 | 4146.5092 | 8760 | 7088.6384 | 24.25 | 220.85 | 1166.025 | 462949.2376 | 189624.8638 | 159.975
302 | C | CLW | TOU | FC | ET | WC | R60 | 1.8908 | 8.5 | 0.45 | 8760 | 153884.1541 | 0 | 156342.0828 | 65533.1035 | 102340.3346 | 13473.625 | 30621.875 | 30621.875 | 7349.25 | 90.6407 | 8760 | 1475.3019 | 6343.2295 | 0 | 0 | 1035.1377 | 6059.466 | 3900.3294 | -1091.1836 | 540.7214 | 2661.3381 | 8760 | 1617.2707 | 1447.4093 | 169.8614 | 1620.6825 | 6353.5106 | 3175.5761 | 4978.7031 | 4299.7715 | 0 | 4534.9868 | 8760 | 7082.2659 | 25.8 | 219.175 | 1166.025 | 463080.6833 | 189624.8638 | 102.75
303 | C | CLW | TOU | FC | ET | WC | R60 | 1.8908 | 8.5 | 0.65 | 8760 | 155549.3747 | 0 | 156015.1046 | 65533.1035 | 102340.3346 | 13450.25 | 30568.75 | 30568.75 | 7336.5 | 90.4835 | 8760 | 1475.3019 | 6431.1094 | 0 | 0 | 998.5113 | 6039.2032 | 3903.9371 | -1112.4414 | 544.9458 | 2657.0166 | 8760 | 1616.9612 | 1456.2016 | 160.7596 | 1620.6825 | 6353.5106 | 3182.5112 | 4989.282 | 4314.6078 | 0 | 4628.4192 | 8760 | 7076.0774 | 24.525 | 220.025 | 1166.025 | 462960.1036 | 189624.8638 | 86.95
304 | C | CLW | TOU | FC | ET | WC | R60 | 1.8908 | 12 | 0.3 | 8760 | 143029.3742 | 0 | 151309.1684 | 65533.1035 | 102340.3346 | 13330.625 | 30296.875 | 30296.875 | 7271.25 | 89.6787 | 8760 | 1475.3019 | 7652.2698 | 0 | 0 | 1006.7641 | 5758.4595 | 3399.7641 | -1156.5688 | 1082.9471 | 2913.9146 | 8760 | 1617.398 | 1255.9448 | 361.4532 | 1620.6825 | 6353.5106 | 3188.7282 | 5017.0243 | 4356.4475 | 0 | 5545.4875 | 8760 | 7084.648 | 51.225 | 191.15 | 1166.025 | 462842.1677 | 189624.8638 | 309.025
305 | C | CLW | TOU | FC | ET | WC | R60 | 1.8908 | 12 | 0.6 | 8760 | 148792.577 | 0 | 148973.0741 | 65533.1035 | 102340.3346 | 13255 | 30125 | 30125 | 7230 | 89.17 | 8760 | 1475.3019 | 8023.0746 | 0 | 0 | 906.6105 | 5649.5218 | 3313.6674 | -1228.176 | 1151.4201 | 2915.6611 | 8760 | 1617.5621 | 1246.4137 | 371.1484 | 1620.6825 | 6353.5106 | 3214.392 | 5004.5841 | 4351.1161 | 0 | 5920.5654 | 8760 | 7056.0439 | 53.875 | 187.125 | 1166.025 | 462895.4014 | 189624.8638 | 255.35
306 | C | CLW | TOU | FC | ET | WC | R60 | 1.8908 | 12 | 0.9 | 8760 | 151425.6084 | 0 | 147731.1569 | 65533.1035 | 102340.3346 | 13238.5 | 30087.5 | 30087.5 | 7221 | 89.059 | 8760 | 1475.3019 | 8187.2257 | 0 | 0 | 890.6261 | 5583.9388 | 3262.8542 | -1246.1582 | 1219.1919 | 2909.0472 | 8760 | 1617.3886 | 1235.0371 | 382.3515 | 1620.6825 | 6353.5106 | 3217.9118 | 5022.5582 | 4371.1393 | 0 | 6093.2703 | 8760 | 7068.6029 | 55.975 | 184.725 | 1166.025 | 462908.6547 | 189624.8638 | 233.125
307 | C | CLW | TOU | FC | ET | WC | R60 | 1.8908 | 15 | 0.4 | 8760 | 139554.6504 | 0 | 145638.0465 | 65533.1035 | 102340.3346 | 13201.375 | 30003.125 | 30003.125 | 7200.75 | 88.8092 | 8760 | 1475.3019 | 8769.8093 | 0 | 0 | 898.9199 | 5448.0057 | 2978.2401 | -1235.5291 | 1518.496 | 3021.1576 | 8760 | 1616.8848 | 1117.1092 | 499.7757 | 1620.6825 | 6353.5106 | 3210.3894 | 5042.5655 | 4392.7314 | 0 | 6523.296 | 8760 | 7111.2397 | 71.75 | 168.275 | 1166.025 | 462723.3466 | 189624.8638 | 439.45
308 | C | CLW | TOU | FC | ET | WC | R60 | 1.8908 | 15 | 0.75 | 8760 | 144678.1071 | 0 | 143041.7196 | 65533.1035 | 102340.3346 | 13135.375 | 29853.125 | 29853.125 | 7164.75 | 88.3652 | 8760 | 1475.3019 | 9165.2394 | 0 | 0 | 836.959 | 5316.5546 | 2872.2294 | -1290.1602 | 1635.5795 | 3025.8221 | 8760 | 1617.5132 | 1096.3389 | 521.1743 | 1620.6825 | 6353.5106 | 3227.846 | 5053.263 | 4412.5522 | 0 | 6919.5548 | 8760 | 7103.4792 | 76.125 | 162.7 | 1166.025 | 462697.3754 | 189624.8638 | 391.6
309 | C | CLW | TOU | FC | ET | WC | R60 | 1.8908 | 15 | 1.15 | 8760 | 147770.0577 | 0 | 141592.8162 | 65533.1035 | 102340.3346 | 13116.125 | 29809.375 | 29809.375 | 7154.25 | 88.2357 | 8760 | 1475.3019 | 9383.623 | 0 | 0 | 818.8644 | 5223.7568 | 2787.1986 | -1307.9731 | 1722.3119 | 3021.9773 | 8760 | 1617.5634 | 1064.4661 | 553.0972 | 1620.6825 | 6353.5106 | 3230.4713 | 5052.8964 | 4418.5273 | 0 | 7142.9523 | 8760 | 7098.5602 | 79.925 | 158.55 | 1166.025 | 462696.8496 | 189624.8638 | 361.875
310 | C | CLW | TOU | FC | ET | WC | R60 | 1.8908 | 18.5 | 0.45 | 8760 | 133748.0457 | 0 | 141003.3555 | 65533.1035 | 102340.3346 | 13106.5 | 29787.5 | 29787.5 | 7149 | 88.171 | 8760 | 1475.3019 | 9635.7943 | 0 | 0 | 837.7441 | 5143.3152 | 2688.9489 | -1283.4683 | 1816.2387 | 3102.1041 | 8760 | 1616.5655 | 1010.8672 | 605.6983 | 1620.6825 | 6353.5106 | 3220.4578 | 5054.7489 | 4415.2424 | 0 | 7273.7581 | 8760 | 7098.791 | 87.275 | 151.025 | 1166.025 | 462569.2233 | 189624.8638 | 603.675
311 | C | CLW | TOU | FC | ET | WC | R60 | 1.8908 | 18.5 | 0.95 | 8760 | 140850.8712 | 0 | 137266.3547 | 65533.1035 | 102340.3346 | 13043.25 | 29643.75 | 29643.75 | 7114.5 | 87.7455 | 8760 | 1475.3019 | 10254.8499 | 0 | 0 | 763.0506 | 4938.3176 | 2463.2257 | -1340.675 | 2066.7786 | 3100.3257 | 8760 | 1618.0687 | 944.9964 | 673.0723 | 1620.6825 | 6353.5106 | 3235.4157 | 5088.9891 | 4453.1173 | 0 | 7898.764 | 8760 | 7130.2753 | 97.825 | 139.325 | 1166.025 | 462553.8604 | 189624.8638 | 535.725
312 | C | CLW | TOU | FC | ET | WC | R60 | 1.8908 | 18.5 | 1.4 | 8760 | 144149.7309 | 0 | 135869.9478 | 65533.1035 | 102340.3346 | 12993.75 | 29531.25 | 29531.25 | 7087.5 | 87.4125 | 8760 | 1475.3019 | 10529.2991 | 0 | 0 | 747.2529 | 4847.3387 | 2340.499 | -1355.827 | 2202.8772 | 3100.326 | 8760 | 1618.5063 | 909.9327 | 708.5736 | 1620.6825 | 6353.5106 | 3238.867 | 5097.1355 | 4472.0735 | 0 | 8175.7583 | 8760 | 7127.2734 | 102.575 | 133.675 | 1166.025 | 462531.7181 | 189624.8638 | 502.725
313 | C | CLW | TOU | FC | ET | WC | R60 | 1.8908 | 21.5 | 0.55 | 8760 | 131147.37 | 0 | 136489.4065 | 65533.1035 | 102340.3346 | 13092.75 | 29756.25 | 29756.25 | 7141.5 | 88.0785 | 8760 | 1475.3019 | 10359.5527 | 0 | 0 | 776.715 | 4850.9429 | 2500.847 | -1327.1489 | 2030.0936 | 3145.2884 | 8760 | 1618.3243 | 941.8649 | 676.4595 | 1620.6825 | 6353.5106 | 3230.528 | 5096.4606 | 4451.4304 | 0 | 7929.3363 | 8760 | 7145.8328 | 98.225 | 139.825 | 1166.025 | 462391.376 | 189624.8638 | 714.05
314 | C | CLW | TOU | FC | ET | WC | R60 | 1.8908 | 21.5 | 1.1 | 8760 | 138081.0106 | 0 | 132839.3998 | 65533.1035 | 102340.3346 | 12963.5 | 29462.5 | 29462.5 | 7071 | 87.209 | 8760 | 1475.3019 | 11022.7909 | 0 | 0 | 709.7354 | 4636.0474 | 2210.637 | -1372.2006 | 2349.4567 | 3147.9423 | 8760 | 1616.9267 | 848.3346 | 768.5921 | 1620.6825 | 6353.5106 | 3241.419 | 5117.5701 | 4496.074 | 0 | 8595.8019 | 8760 | 7138.6837 | 110.7 | 125 | 1166.025 | 462376.4284 | 189624.8638 | 648.475
315 | C | CLW | TOU | FC | ET | WC | R60 | 1.8908 | 21.5 | 1.6 | 8760 | 141193.7721 | 0 | 131338.7499 | 65533.1035 | 102340.3346 | 12875.5 | 29262.5 | 29262.5 | 7023 | 86.617 | 8760 | 1475.3019 | 11311.7561 | 0 | 0 | 685.3467 | 4547.1188 | 2078.3414 | -1390.1725 | 2476.32 | 3149.2786 | 8760 | 1616.7838 | 821.258 | 795.5258 | 1620.6825 | 6353.5106 | 3245.2962 | 5096.2051 | 4484.7879 | 0 | 8884.3861 | 8760 | 7099.8874 | 115.275 | 118.825 | 1166.025 | 462495.9581 | 189624.8638 | 615.85
316 | C | CLW | TOU | FC | FP | WC | R60 | 1.8908 | 8.5 | 0.2 | 8760 | 143934.8458 | 0 | 160502.8054 | 65533.1035 | 102340.3346 | 13546.5 | 30787.5 | 30787.5 | 7389 | 91.131 | 8760 | 1475.3019 | 5118.2401 | 0 | 0 | 1371.922 | 6232.7155 | 4092.296 | -932.4115 | 349.7567 | 2317.6599 | 8760 | 1617.7872 | 1504.4082 | 113.379 | 1620.6825 | 6353.5106 | 3130.8464 | 4977.2318 | 4292.6672 | 0 | 3635.7907 | 8760 | 7075.6247 | 16.475 | 229.825 | 1166.025 | 463041.7764 | 189624.8638 | 63.675
317 | C | CLW | TOU | FC | FP | WC | R60 | 1.8908 | 8.5 | 0.45 | 8760 | 146980.2008 | 0 | 157883.98 | 65533.1035 | 102340.3346 | 13552 | 30800 | 30800 | 7392 | 91.168 | 8760 | 1475.3019 | 5425.1435 | 0 | 0 | 1133.6352 | 6128.1913 | 4113.3597 | -1004.2786 | 313.0005 | 2250.9807 | 8760 | 1616.0275 | 1519.2534 | 96.7741 | 1620.6825 | 6353.5106 | 3149.8638 | 4957.8514 | 4276.6069 | 0 | 4008.5501 | 8760 | 7075.123 | 14.85 | 231.55 | 1166.025 | 463108.1047 | 189624.8638 | 32.2
318 | C | CLW | TOU | FC | FP | WC | R60 | 1.8908 | 8.5 | 0.65 | 8760 | 146895.9164 | 0 | 157029.787 | 65533.1035 | 102340.3346 | 13525.875 | 30740.625 | 30740.625 | 7377.75 | 90.9922 | 8760 | 1475.3019 | 5479.4847 | 0 | 0 | 1078.2647 | 6089.4376 | 4164.7111 | -1027.0194 | 266.0742 | 2227.7908 | 8760 | 1616.2478 | 1538.4659 | 77.7819 | 1620.6825 | 6353.5106 | 3154.6813 | 4959.9597 | 4280.494 | 0 | 4081.7042 | 8760 | 7067.4975 | 12.075 | 233.85 | 1166.025 | 463008.8765 | 189624.8638 | 23.65
319 | C | CLW | TOU | FC | FP | WC | R60 | 1.8908 | 12 | 0.3 | 8760 | 142534.464 | 0 | 154466.4579 | 65533.1035 | 102340.3346 | 13403.5 | 30462.5 | 30462.5 | 7311 | 90.169 | 8760 | 1475.3019 | 6382.1651 | 0 | 0 | 1108.7805 | 5921.9528 | 3734.4648 | -1067.198 | 694.3198 | 2434.3637 | 8760 | 1615.6968 | 1385.1075 | 230.5893 | 1620.6825 | 6353.5106 | 3166.4659 | 4963.8393 | 4291.9454 | 0 | 4747.7145 | 8760 | 7046.9507 | 33.975 | 209.725 | 1166.025 | 463053.0006 | 189624.8638 | 126.25
320 | C | CLW | TOU | FC | FP | WC | R60 | 1.8908 | 12 | 0.6 | 8760 | 145053.7141 | 0 | 151710.3916 | 65533.1035 | 102340.3346 | 13411.75 | 30481.25 | 30481.25 | 7315.5 | 90.2245 | 8760 | 1475.3019 | 6689.4834 | 0 | 0 | 962.079 | 5795.8237 | 3764.135 | -1136.4837 | 684.4259 | 2390.0406 | 8760 | 1617.3343 | 1400.4325 | 216.9018 | 1620.6825 | 6353.5106 | 3186.4751 | 4985.0045 | 4312.4166 | 0 | 5095.459 | 8760 | 7066.7486 | 31.775 | 212.075 | 1166.025 | 462920.9 | 189624.8638 | 88.525
321 | C | CLW | TOU | FC | FP | WC | R60 | 1.8908 | 12 | 0.9 | 8760 | 145912.7773 | 0 | 150146.7459 | 65533.1035 | 102340.3346 | 13413.125 | 30484.375 | 30484.375 | 7316.25 | 90.2337 | 8760 | 1475.3019 | 6818.6265 | 0 | 0 | 928.2303 | 5716.7614 | 3761.782 | -1157.9444 | 695.0608 | 2361.5445 | 8760 | 1616.7258 | 1402.1928 | 214.533 | 1620.6825 | 6353.5106 | 3192.0756 | 4992.973 | 4321.1334 | 0 | 5248.825 | 8760 | 7081.1417 | 31.6 | 212.275 | 1166.025 | 462921.3504 | 189624.8638 | 69.975
322 | C | CLW | TOU | FC | FP | WC | R60 | 1.8908 | 15 | 0.4 | 8760 | 141437.9708 | 0 | 149535.5366 | 65533.1035 | 102340.3346 | 13395.25 | 30443.75 | 30443.75 | 7306.5 | 90.1135 | 8760 | 1475.3019 | 7272.7534 | 0 | 0 | 978.5643 | 5655.5505 | 3497.3095 | -1148.2921 | 985.9534 | 2491.1704 | 8760 | 1618.0077 | 1290.6557 | 327.3519 | 1620.6825 | 6353.5106 | 3186.8427 | 5032.5086 | 4360.8124 | 0 | 5550.4044 | 8760 | 7114.0063 | 47.05 | 196.5 | 1166.025 | 462767.9201 | 189624.8638 | 183.525
323 | C | CLW | TOU | FC | FP | WC | R60 | 1.8908 | 15 | 0.75 | 8760 | 143773.5949 | 0 | 146751.7222 | 65533.1035 | 102340.3346 | 13321 | 30275 | 30275 | 7266 | 89.614 | 8760 | 1475.3019 | 7600.1509 | 0 | 0 | 877.5217 | 5513.3625 | 3449.1732 | -1209.1491 | 1014.0713 | 2448.7967 | 8760 | 1618.4863 | 1292.7181 | 325.7682 | 1620.6825 | 6353.5106 | 3205.6396 | 5001.6643 | 4342.7728 | 0 | 5915.2701 | 8760 | 7087.3818 | 47.775 | 194.425 | 1166.025 | 462857.8349 | 189624.8638 | 137.95
324 | C | CLW | TOU | FC | FP | WC | R60 | 1.8908 | 15 | 1.15 | 8760 | 144474.4362 | 0 | 144960.8416 | 65533.1035 | 102340.3346 | 13293.5 | 30212.5 | 30212.5 | 7251 | 89.429 | 8760 | 1475.3019 | 7753.5155 | 0 | 0 | 845.703 | 5427.5998 | 3433.4767 | -1234.7541 | 1031.2203 | 2420.4606 | 8760 | 1616.8687 | 1286.7686 | 330.1001 | 1620.6825 | 6353.5106 | 3212.2497 | 4999.4622 | 4343.5226 | 0 | 6092.6963 | 8760 | 7065.7556 | 48.35 | 193.35 | 1166.025 | 462823.46 | 189624.8638 | 114.325
325 | C | CLW | TOU | FC | FP | WC | R60 | 1.8908 | 18.5 | 0.45 | 8760 | 139326.1774 | 0 | 145904.2787 | 65533.1035 | 102340.3346 | 13259.125 | 30134.375 | 30134.375 | 7232.25 | 89.1977 | 8760 | 1475.3019 | 7968.9638 | 0 | 0 | 907.6681 | 5427.7873 | 3256.5997 | -1201.4925 | 1208.6815 | 2543.2617 | 8760 | 1616.4877 | 1217.0209 | 399.4668 | 1620.6825 | 6353.5106 | 3198.6816 | 5003.5877 | 4352.0866 | 0 | 6162.4187 | 8760 | 7062.7645 | 58.575 | 182.5 | 1166.025 | 462852.3181 | 189624.8638 | 263.6
326 | C | CLW | TOU | FC | FP | WC | R60 | 1.8908 | 18.5 | 0.95 | 8760 | 142668.9415 | 0 | 141711.3083 | 65533.1035 | 102340.3346 | 13226.125 | 30059.375 | 30059.375 | 7214.25 | 88.9757 | 8760 | 1475.3019 | 8492.6625 | 0 | 0 | 813.0152 | 5188.2504 | 3157.3542 | -1271.1916 | 1328.2748 | 2490.3742 | 8760 | 1617.4425 | 1193.2155 | 424.227 | 1620.6825 | 6353.5106 | 3221.9034 | 5026.0433 | 4379.6512 | 0 | 6733.499 | 8760 | 7089.0141 | 62.325 | 178.15 | 1166.025 | 462733.1022 | 189624.8638 | 197.725
327 | C | CLW | TOU | FC | FP | WC | R60 | 1.8908 | 18.5 | 1.4 | 8760 | 143086.6331 | 0 | 140212.9082 | 65533.1035 | 102340.3346 | 13222 | 30050 | 30050 | 7212 | 88.948 | 8760 | 1475.3019 | 8664.4818 | 0 | 0 | 792.1219 | 5097.5063 | 3112.7142 | -1290.3203 | 1382.7349 | 2455.9811 | 8760 | 1617.1524 | 1183.4777 | 433.6747 | 1620.6825 | 6353.5106 | 3226.8614 | 5041.2691 | 4391.3038 | 0 | 6935.2926 | 8760 | 7093.1514 | 64.3 | 176.1 | 1166.025 | 462748.2759 | 189624.8638 | 171.975
328 | C | CLW | TOU | FC | FP | WC | R60 | 1.8908 | 21.5 | 0.55 | 8760 | 138889.7338 | 0 | 142485.2567 | 65533.1035 | 102340.3346 | 13230.25 | 30068.75 | 30068.75 | 7216.5 | 89.0035 | 8760 | 1475.3019 | 8540.0699 | 0 | 0 | 834.8093 | 5219.9734 | 3120.9989 | -1250.7329 | 1364.2298 | 2567.5326 | 8760 | 1616.9862 | 1171.8587 | 445.1275 | 1620.6825 | 6353.5106 | 3212.2951 | 5032.5854 | 4378.6053 | 0 | 6685.7513 | 8760 | 7090.64 | 65.725 | 174.825 | 1166.025 | 462672.6158 | 189624.8638 | 317.4
329 | C | CLW | TOU | FC | FP | WC | R60 | 1.8908 | 21.5 | 1.1 | 8760 | 141387.7359 | 0 | 138237.5399 | 65533.1035 | 102340.3346 | 13178 | 29950 | 29950 | 7188 | 88.652 | 8760 | 1475.3019 | 9097.0394 | 0 | 0 | 767.9028 | 4963.5139 | 2958.9896 | -1307.9217 | 1551.3662 | 2501.5596 | 8760 | 1617.326 | 1123.4526 | 493.8734 | 1620.6825 | 6353.5106 | 3229.5708 | 5054.0546 | 4407.4111 | 0 | 7302.2541 | 8760 | 7104.6294 | 72.95 | 166.65 | 1166.025 | 462764.4427 | 189624.8638 | 248.525
330 | C | CLW | TOU | FC | FP | WC | R60 | 1.8908 | 21.5 | 1.6 | 8760 | 142460.4835 | 0 | 136268.9212 | 65533.1035 | 102340.3346 | 13125.75 | 29831.25 | 29831.25 | 7159.5 | 88.3005 | 8760 | 1475.3019 | 9330.0865 | 0 | 0 | 743.7633 | 4852.618 | 2876.2066 | -1328.1032 | 1642.8295 | 2473.6301 | 8760 | 1616.9207 | 1096.3391 | 520.5816 | 1620.6825 | 6353.5106 | 3233.9379 | 5057.2969 | 4417.5651 | 0 | 7560.6006 | 8760 | 7105.12 | 75.825 | 162.825 | 1166.025 | 462626.9167 | 189624.8638 | 218.95
331 | C | CLW | NAP | CC | ET | HC | R100 | 1.6304 | 9 | 0.25 | 8760 | 167011.9463 | 0 | 145661.2949 | 65533.1035 | 83901.7467 | 29493.75 | 50943.75 | 67031.25 | 16087.5 | 1126.8475 | 8760 | 1720.1251 | 7554.2045 | 0 | 0 | 747.7611 | 4239.4812 | 6588.2516 | -1183.1687 | 1363.4688 | 3078.0445 | 8760 | 3433.7718 | 2880.3394 | 553.4324 | 3480.3811 | 4755.4563 | 2553.6214 | 8734.5403 | 7691.2912 | 0 | 5401.6929 | 8760 | 63.3996 | 96.525 | 439.725 | 1854.725 | 917560.5205 | 178372.614 | 200.1
332 | C | CLW | NAP | CC | ET | HC | R100 | 1.6304 | 9 | 0.45 | 8760 | 170761.9381 | 0 | 143886.1633 | 65533.1035 | 83901.7467 | 29580.375 | 51093.375 | 67228.125 | 16134.75 | 1130.0185 | 8760 | 1720.1251 | 7755.697 | 0 | 0 | 676.9257 | 4163.4683 | 6533.9146 | -1239.9779 | 1404.7756 | 3070.019 | 8760 | 3430.7628 | 2866.8276 | 563.9352 | 3480.3811 | 4755.4563 | 2561.5289 | 8737.2504 | 7693.5813 | 0 | 5614.5949 | 8760 | 54.4502 | 99.45 | 438.375 | 1854.725 | 917660.6613 | 178372.614 | 169.5
333 | C | CLW | NAP | CC | ET | HC | R100 | 1.6304 | 9 | 0.7 | 8760 | 173522.9752 | 0 | 143154.962 | 65533.1035 | 83901.7467 | 29628.5 | 51176.5 | 67337.5 | 16161 | 1133.053 | 8760 | 1720.1251 | 7904.515 | 0 | 0 | 665.6404 | 4108.94 | 6487.4588 | -1266.6344 | 1464.1693 | 3072.1767 | 8760 | 3437.296 | 2871.0892 | 566.2067 | 3480.3811 | 4755.4563 | 2563.6817 | 8745.1845 | 7707.8097 | 0 | 5763.3574 | 8760 | 52.262 | 99.525 | 439.175 | 1854.725 | 917623.1981 | 178372.614 | 146.2
334 | C | CLW | NAP | CC | ET | HC | R100 | 1.6304 | 12.5 | 0.3 | 8760 | 161023.5652 | 0 | 137773.3208 | 65533.1035 | 83901.7467 | 28869.5 | 49865.5 | 65612.5 | 15747 | 1103.8924 | 8760 | 1720.1251 | 9408.3385 | 0 | 0 | 629.6105 | 3884.6033 | 5607.0387 | -1276.8118 | 2364.6587 | 3268.8811 | 8760 | 3444.491 | 2469.8232 | 974.6678 | 3480.3811 | 4755.4563 | 2565.4022 | 8756.3995 | 7755.8232 | 0 | 7021.3688 | 8760 | 99.7533 | 159.85 | 365.05 | 1854.725 | 917369.1709 | 178372.614 | 382.85
335 | C | CLW | NAP | CC | ET | HC | R100 | 1.6304 | 12.5 | 0.65 | 8760 | 166953.9201 | 0 | 133916.328 | 65533.1035 | 83901.7467 | 28726.5 | 49618.5 | 65287.5 | 15669 | 1098.8998 | 8760 | 1720.1251 | 9818.1268 | 0 | 0 | 564.44 | 3701.6709 | 5473.5452 | -1343.134 | 2472.5608 | 3265.2364 | 8760 | 3442.6227 | 2441.6277 | 1000.995 | 3480.3811 | 4755.4563 | 2572.8878 | 8747.3529 | 7744.9072 | 0 | 7435.7236 | 8760 | 81.2829 | 166.15 | 356.15 | 1854.725 | 917365.3301 | 178372.614 | 329.225
336 | C | CLW | NAP | CC | ET | HC | R100 | 1.6304 | 12.5 | 0.95 | 8760 | 169089.3518 | 0 | 132947.3926 | 65533.1035 | 83901.7467 | 28716.875 | 49601.875 | 65265.625 | 15663.75 | 1098.5496 | 8760 | 1720.1251 | 9967.7725 | 0 | 0 | 565.7192 | 3640.5376 | 5416.5878 | -1360.5096 | 2547.0937 | 3264.7944 | 8760 | 3439.5961 | 2418.6829 | 1020.9132 | 3480.3811 | 4755.4563 | 2573.2294 | 8742.5286 | 7762.5148 | 0 | 7585.9597 | 8760 | 95.7298 | 164 | 358.125 | 1854.725 | 917370.2464 | 178372.614 | 313.3
337 | C | CLW | NAP | CC | ET | HC | R100 | 1.6304 | 16 | 0.4 | 8760 | 157213.2618 | 0 | 130199.5758 | 65533.1035 | 83901.7467 | 28111.875 | 48556.875 | 63890.625 | 15333.75 | 1075.3706 | 8760 | 1720.1251 | 10986.3115 | 0 | 0 | 540.0152 | 3518.8396 | 4794.6356 | -1353.741 | 3205.3607 | 3381.8374 | 8760 | 3451.9829 | 2148.5256 | 1303.4574 | 3480.3811 | 4755.4563 | 2575.875 | 8820.8134 | 7816.8998 | 0 | 8441.7883 | 8760 | 97.2798 | 211.375 | 299.75 | 1854.725 | 916925.8465 | 178372.614 | 544.9
338 | C | CLW | NAP | CC | ET | HC | R100 | 1.6304 | 16 | 0.8 | 8760 | 163327.5547 | 0 | 126203.0923 | 65533.1035 | 83901.7467 | 27995 | 48355 | 63625 | 15270 | 1071.0535 | 8760 | 1720.1251 | 11515.1008 | 0 | 0 | 487.6783 | 3295.9765 | 4585.0827 | -1405.5229 | 3406.7865 | 3378.8832 | 8760 | 3448.253 | 2083.8085 | 1364.4445 | 3480.3811 | 4755.4563 | 2579.348 | 8777.1797 | 7821.5109 | 0 | 8978.413 | 8760 | 108.9608 | 216.25 | 292.75 | 1854.725 | 917067.2012 | 178372.614 | 488.725
339 | C | CLW | NAP | CC | ET | HC | R100 | 1.6304 | 16 | 1.2 | 8760 | 165993.2419 | 0 | 125068.4179 | 65533.1035 | 83901.7467 | 28065.125 | 48476.125 | 63784.375 | 15308.25 | 1073.6692 | 8760 | 1720.1251 | 11715.6803 | 0 | 0 | 499.528 | 3201.3097 | 4479.56 | -1418.5711 | 3502.589 | 3378.3492 | 8760 | 3447.492 | 2057.9039 | 1389.5882 | 3480.3811 | 4755.4563 | 2578.424 | 8772.4211 | 7818.2451 | 0 | 9180.016 | 8760 | 99.4099 | 217.4 | 292.875 | 1854.725 | 917167.591 | 178372.614 | 463.575
340 | C | CLW | NAP | CC | ET | HC | R100 | 1.6304 | 19 | 0.5 | 8760 | 153567.8044 | 0 | 124735.4401 | 65533.1035 | 83901.7467 | 27564.625 | 47611.625 | 62646.875 | 15035.25 | 1054.7306 | 8760 | 1720.1251 | 12030.281 | 0 | 0 | 481.9196 | 3215.6221 | 4310.0338 | -1405.2419 | 3708.3073 | 3448.2475 | 8760 | 3455.0966 | 1970.6669 | 1484.4297 | 3480.3811 | 4755.4563 | 2581.5585 | 8828.3739 | 7851.7493 | 0 | 9388.2611 | 8760 | 96.5715 | 234.45 | 266.725 | 1854.725 | 916554.529 | 178372.614 | 678.7
341 | C | CLW | NAP | CC | ET | HC | R100 | 1.6304 | 19 | 0.95 | 8760 | 160142.7507 | 0 | 120901.6957 | 65533.1035 | 83901.7467 | 27464.25 | 47438.25 | 62418.75 | 14980.5 | 1050.7874 | 8760 | 1720.1251 | 12661.3752 | 0 | 0 | 441.8757 | 2981.1945 | 4032.951 | -1449.079 | 3998.0334 | 3447.553 | 8760 | 3457.4618 | 1871.3026 | 1586.1591 | 3480.3811 | 4755.4563 | 2583.0921 | 8831.188 | 7882.3307 | 0 | 10024.2001 | 8760 | 111.3916 | 245.025 | 254.325 | 1854.725 | 916652.061 | 178372.614 | 619.425
342 | C | CLW | NAP | CC | ET | HC | R100 | 1.6304 | 19 | 1.45 | 8760 | 164450.8884 | 0 | 118318.8679 | 65533.1035 | 83901.7467 | 27449.125 | 47412.125 | 62384.375 | 14972.25 | 1050.0693 | 8760 | 1720.1251 | 13039.7736 | 0 | 0 | 451.5572 | 2832.5759 | 3788.3799 | -1456.327 | 4229.3232 | 3434.6578 | 8760 | 3462.4947 | 1798.5721 | 1663.9226 | 3480.3811 | 4755.4563 | 2580.7686 | 8825.9174 | 7878.0943 | 0 | 10415.6781 | 8760 | 106.4386 | 257.975 | 241.1 | 1854.725 | 916783.9689 | 178372.614 | 576.825
343 | C | CLW | NAP | CC | ET | HC | R100 | 1.6304 | 22.5 | 0.55 | 8760 | 147970.8936 | 0 | 120751.7057 | 65533.1035 | 83901.7467 | 27269 | 47101 | 61975 | 14874 | 1043.3789 | 8760 | 1720.1251 | 12802.545 | 0 | 0 | 445.5966 | 2960.9055 | 4007.5319 | -1437.7119 | 4056.0748 | 3495.5148 | 8760 | 3461.2971 | 1871.6293 | 1589.6677 | 3480.3811 | 4755.4563 | 2584.2181 | 8876.4638 | 7910.7177 | 0 | 10080.9743 | 8760 | 104.2694 | 251.175 | 244.625 | 1854.725 | 916277.4103 | 178372.614 | 830.975
344 | C | CLW | NAP | CC | ET | HC | R100 | 1.6304 | 22.5 | 1.15 | 8760 | 156693.1887 | 0 | 115466.0581 | 65533.1035 | 83901.7467 | 27002.25 | 46640.25 | 61368.75 | 14728.5 | 1032.9867 | 8760 | 1720.1251 | 13710.5682 | 0 | 0 | 389.4115 | 2657.1643 | 3564.3635 | -1490.7568 | 4495.0417 | 3501.6501 | 8760 | 3461.8516 | 1709.2595 | 1752.5921 | 3480.3811 | 4755.4563 | 2587.7482 | 8859.2755 | 7926.0182 | 0 | 10989.3849 | 8760 | 103.1892 | 268 | 222.95 | 1854.725 | 916468.5092 | 178372.614 | 752.625
345 | C | CLW | NAP | CC | ET | HC | R100 | 1.6304 | 22.5 | 1.7 | 8760 | 161457.9788 | 0 | 113233.457 | 65533.1035 | 83901.7467 | 26912.875 | 46485.875 | 61165.625 | 14679.75 | 1029.6975 | 8760 | 1720.1251 | 14208.0725 | 0 | 0 | 383.0706 | 2489.0078 | 3257.7822 | -1499.9237 | 4801.8195 | 3491.6661 | 8760 | 3459.9861 | 1566.2587 | 1893.7274 | 3480.3811 | 4755.4563 | 2586.1935 | 8866.7406 | 7939.558 | 0 | 11497.4952 | 8760 | 110.9764 | 280.4 | 208.925 | 1854.725 | 916524.1386 | 178372.614 | 701.95
346 | C | CLW | NAP | CC | FP | HC | R100 | 1.6304 | 9 | 0.25 | 8760 | 162273.073 | 0 | 148149.629 | 65533.1035 | 83901.7467 | 29761.875 | 51406.875 | 67640.625 | 16233.75 | 1136.9269 | 8760 | 1720.1251 | 6588.0091 | 0 | 0 | 793.3681 | 4328.0801 | 6901.9476 | -1121.5147 | 1034.4919 | 2676.3258 | 8760 | 3430.04 | 2994.7744 | 435.2656 | 3480.3811 | 4755.4563 | 2546.6684 | 8700.9017 | 7666.7168 | 0 | 4823.8857 | 8760 | 77.6258 | 74.15 | 466.975 | 1854.725 | 917731.5732 | 178372.614 | 100.9
347 | C | CLW | NAP | CC | FP | HC | R100 | 1.6304 | 9 | 0.45 | 8760 | 163908.0814 | 0 | 145764.0381 | 65533.1035 | 83901.7467 | 29785.25 | 51447.25 | 67693.75 | 16246.5 | 1138.9265 | 8760 | 1720.1251 | 6786.2993 | 0 | 0 | 709.6911 | 4213.6777 | 6909.7489 | -1175.5981 | 1037.2187 | 2635.6524 | 8760 | 3435.5316 | 3014.2869 | 421.2447 | 3480.3811 | 4755.4563 | 2554.9323 | 8706.3935 | 7680.0894 | 0 | 5062.6425 | 8760 | 77.9909 | 72.225 | 469.325 | 1854.725 | 917778.0197 | 178372.614 | 76.5
348 | C | CLW | NAP | CC | FP | HC | R100 | 1.6304 | 9 | 0.7 | 8760 | 164940.2012 | 0 | 144389.3797 | 65533.1035 | 83901.7467 | 29636.75 | 51190.75 | 67356.25 | 16165.5 | 1131.6879 | 8760 | 1720.1251 | 6889.9884 | 0 | 0 | 688.6492 | 4145.8281 | 6882.7588 | -1204.2497 | 1045.2128 | 2611.9975 | 8760 | 3429.1201 | 3011.0195 | 418.1007 | 3480.3811 | 4755.4563 | 2556.5476 | 8705.2091 | 7665.1988 | 0 | 5188.3788 | 8760 | 55.487 | 73.05 | 465.8 | 1854.725 | 917672.0569 | 178372.614 | 52
349 | C | CLW | NAP | CC | FP | HC | R100 | 1.6304 | 12.5 | 0.3 | 8760 | 159947.6492 | 0 | 141265.088 | 65533.1035 | 83901.7467 | 29152.75 | 50354.75 | 66256.25 | 15901.5 | 1113.5594 | 8760 | 1720.1251 | 8062.0432 | 0 | 0 | 681.8127 | 4030.608 | 6175.8722 | -1214.7573 | 1786.1329 | 2801.2996 | 8760 | 3432.2754 | 2677.3944 | 754.881 | 3480.3811 | 4755.4563 | 2559.1209 | 8748.5141 | 7724.03 | 0 | 6135.4043 | 8760 | 83.2824 | 125.1 | 404.95 | 1854.725 | 917396.6218 | 178372.614 | 201.225
350 | C | CLW | NAP | CC | FP | HC | R100 | 1.6304 | 12.5 | 0.65 | 8760 | 162985.5481 | 0 | 137092.3663 | 65533.1035 | 83901.7467 | 29167.875 | 50380.875 | 66290.625 | 15909.75 | 1115.7279 | 8760 | 1720.1251 | 8430.8389 | 0 | 0 | 592.6768 | 3812.8872 | 6130.9754 | -1287.3355 | 1827.3442 | 2752.8835 | 8760 | 3437.5466 | 2692.4242 | 745.1224 | 3480.3811 | 4755.4563 | 2567.2252 | 8747.6488 | 7728.0577 | 0 | 6549.0051 | 8760 | 85.8383 | 125.025 | 405.3 | 1854.725 | 917426.6526 | 178372.614 | 150.925
351 | C | CLW | NAP | CC | FP | HC | R100 | 1.6304 | 12.5 | 0.95 | 8760 | 164030.3051 | 0 | 135227.2406 | 65533.1035 | 83901.7467 | 29037.25 | 50155.25 | 65993.75 | 15838.5 | 1110.8773 | 8760 | 1720.1251 | 8585.8428 | 0 | 0 | 588.2934 | 3712.6565 | 6064.1399 | -1302.8904 | 1886.5973 | 2726.5656 | 8760 | 3437.6582 | 2684.295 | 753.3632 | 3480.3811 | 4755.4563 | 2567.612 | 8735.1235 | 7726.1584 | 0 | 6727.8535 | 8760 | 95.2039 | 124.5 | 403.45 | 1854.725 | 917542.4527 | 178372.614 | 126.35
352 | C | CLW | NAP | CC | FP | HC | R100 | 1.6304 | 16 | 0.4 | 8760 | 158979.2652 | 0 | 134811.0184 | 65533.1035 | 83901.7467 | 28568.375 | 49345.375 | 64928.125 | 15582.75 | 1093.0133 | 8760 | 1720.1251 | 9362.9669 | 0 | 0 | 585.2258 | 3716.6958 | 5509.0528 | -1292.5279 | 2460.6983 | 2866.7521 | 8760 | 3443.1852 | 2424.9747 | 1018.2105 | 3480.3811 | 4755.4563 | 2568.9737 | 8764.8416 | 7759.0818 | 0 | 7333.6641 | 8760 | 83.6895 | 165.825 | 353.6 | 1854.725 | 917118.7858 | 178372.614 | 284.975
353 | C | CLW | NAP | CC | FP | HC | R100 | 1.6304 | 16 | 0.8 | 8760 | 161962.2802 | 0 | 130398.3126 | 65533.1035 | 83901.7467 | 28360.75 | 48986.75 | 64456.25 | 15469.5 | 1085.1906 | 8760 | 1720.1251 | 9811.7818 | 0 | 0 | 514.8801 | 3490.3125 | 5384.8411 | -1352.9809 | 2586.8218 | 2819.7029 | 8760 | 3444.4653 | 2410.0272 | 1034.4381 | 3480.3811 | 4755.4563 | 2573.6762 | 8768.1315 | 7770.3213 | 0 | 7826.6926 | 8760 | 94.7308 | 166.975 | 348.675 | 1854.725 | 917133.1949 | 178372.614 | 228.525
354 | C | CLW | NAP | CC | FP | HC | R100 | 1.6304 | 16 | 1.2 | 8760 | 163597.7792 | 0 | 128523.4376 | 65533.1035 | 83901.7467 | 28583.5 | 49371.5 | 64962.5 | 15591 | 1093.3721 | 8760 | 1720.1251 | 10034.483 | 0 | 0 | 511.6096 | 3361.9337 | 5304.2862 | -1372.8385 | 2665.9241 | 2795.9227 | 8760 | 3444.7692 | 2384.6762 | 1060.0929 | 3480.3811 | 4755.4563 | 2574.5545 | 8756.9503 | 7771.7239 | 0 | 8071.6128 | 8760 | 88.8575 | 170.65 | 349.05 | 1854.725 | 917237.2979 | 178372.614 | 192.7
355 | C | CLW | NAP | CC | FP | HC | R100 | 1.6304 | 19 | 0.5 | 8760 | 157756.5309 | 0 | 129918.3446 | 65533.1035 | 83901.7467 | 28224.625 | 48751.625 | 64146.875 | 15395.25 | 1079.8025 | 8760 | 1720.1251 | 10255.131 | 0 | 0 | 521.7262 | 3462.281 | 5109.6967 | -1346.1949 | 2888.4801 | 2901.8344 | 8760 | 3448.454 | 2279.6854 | 1168.7686 | 3480.3811 | 4755.4563 | 2574.9553 | 8789.1426 | 7794.3364 | 0 | 8159.4364 | 8760 | 99.2134 | 190 | 323.175 | 1854.725 | 916885.9765 | 178372.614 | 358.95
356 | C | CLW | NAP | CC | FP | HC | R100 | 1.6304 | 19 | 0.95 | 8760 | 161467.1636 | 0 | 125555.1355 | 65533.1035 | 83901.7467 | 27981.25 | 48331.25 | 63593.75 | 15262.5 | 1070.6698 | 8760 | 1720.1251 | 10813.2504 | 0 | 0 | 464.437 | 3221.1144 | 4867.5186 | -1399.0526 | 3115.7033 | 2857.5477 | 8760 | 3449.9337 | 2225.7599 | 1224.1738 | 3480.3811 | 4755.4563 | 2578.6779 | 8768.0805 | 7796.1297 | 0 | 8761.2753 | 8760 | 107.2353 | 194.475 | 314.275 | 1854.725 | 917004.3656 | 178372.614 | 290.075
357 | C | CLW | NAP | CC | FP | HC | R100 | 1.6304 | 19 | 1.45 | 8760 | 163715.4677 | 0 | 122696.3261 | 65533.1035 | 83901.7467 | 28135.25 | 48597.25 | 63943.75 | 15346.5 | 1076.325 | 8760 | 1720.1251 | 11136.6064 | 0 | 0 | 470.737 | 3032.3113 | 4739.4229 | -1413.7791 | 3256.695 | 2827.8385 | 8760 | 3450.1543 | 2152.4421 | 1297.7122 | 3480.3811 | 4755.4563 | 2577.7625 | 8783.7539 | 7816.9346 | 0 | 9113.0342 | 8760 | 103.3468 | 202.625 | 308.925 | 1854.725 | 917033.6005 | 178372.614 | 249.625
358 | C | CLW | NAP | CC | FP | HC | R100 | 1.6304 | 22.5 | 0.55 | 8760 | 155724.2332 | 0 | 126331.3337 | 65533.1035 | 83901.7467 | 27960.625 | 48295.625 | 63546.875 | 15251.25 | 1069.7682 | 8760 | 1720.1251 | 10942.138 | 0 | 0 | 483.7315 | 3257.7228 | 4811.9107 | -1380.6636 | 3201.4587 | 2932.0122 | 8760 | 3452.8719 | 2170.6153 | 1282.2566 | 3480.3811 | 4755.4563 | 2578.6663 | 8802.454 | 7822.7465 | 0 | 8786.8144 | 8760 | 104.0832 | 208.475 | 299.9 | 1854.725 | 916723.6834 | 178372.614 | 451.625
359 | C | CLW | NAP | CC | FP | HC | R100 | 1.6304 | 22.5 | 1.15 | 8760 | 160860.0553 | 0 | 120409.7285 | 65533.1035 | 83901.7467 | 27824.5 | 48060.5 | 63237.5 | 15177 | 1064.5486 | 8760 | 1720.1251 | 11742.8134 | 0 | 0 | 420.6757 | 2934.8853 | 4464.3796 | -1445.0125 | 3562.1755 | 2889.4319 | 8760 | 3453.4232 | 2055.7518 | 1397.6714 | 3480.3811 | 4755.4563 | 2582.9759 | 8822.4588 | 7858.1553 | 0 | 9631.6675 | 8760 | 109.0372 | 221.35 | 284.55 | 1854.725 | 916780.9764 | 178372.614 | 366.075
360 | C | CLW | NAP | CC | FP | HC | R100 | 1.6304 | 22.5 | 1.7 | 8760 | 163523.9473 | 0 | 117583.167 | 65533.1035 | 83901.7467 | 27693.875 | 47834.875 | 62940.625 | 15105.75 | 1059.4847 | 8760 | 1720.1251 | 12175.4637 | 0 | 0 | 414.7664 | 2750.4727 | 4205.4573 | -1455.8153 | 3802.1393 | 2856.3985 | 8760 | 3450.8684 | 1947.8527 | 1503.0157 | 3480.3811 | 4755.4563 | 2581.0219 | 8777.5133 | 7844.0261 | 0 | 10095.6329 | 8760 | 125.4014 | 234.75 | 268.775 | 1854.725 | 916980.9439 | 178372.614 | 316.675
361 | C | CLW | NAP | CC | ET | HC | R60 | 1.9149 | 9 | 0.25 | 8760 | 169283.0576 | 0 | 130387.0633 | 65533.1035 | 51257.7039 | 32976.625 | 56959.625 | 74946.875 | 17987.25 | 1262.5339 | 8760 | 1720.1251 | 7665.2972 | 0 | 0 | 726.1715 | 2214.0998 | 7515.1028 | -1222.5536 | 1431.9783 | 3024.7096 | 8760 | 3846.3355 | 3272.5131 | 573.8223 | 3890.9908 | 2422.5362 | 2942.0306 | 9847.5241 | 8655.5097 | 0 | 5481.2715 | 8760 | 37.9661 | 101.975 | 497.6 | 2104.7 | 1026484.4517 | 155104.6653 | 180.65
362 | C | CLW | NAP | CC | ET | HC | R60 | 1.9149 | 9 | 0.45 | 8760 | 173271.329 | 0 | 128353.1989 | 65533.1035 | 51257.7039 | 32499.5 | 56135.5 | 73862.5 | 17727 | 1243.9617 | 8760 | 1720.1251 | 7880.2873 | 0 | 0 | 637.9232 | 2152.981 | 7440.0957 | -1277.288 | 1462.856 | 3018.518 | 8760 | 3834.7825 | 3257.2986 | 577.484 | 3890.9908 | 2422.5362 | 2964.3956 | 9772.1061 | 8617.3952 | 0 | 5706.6032 | 8760 | 57.8484 | 101.6 | 489.3 | 2104.7 | 1026557.1114 | 155104.6653 | 145.425
363 | C | CLW | NAP | CC | ET | HC | R60 | 1.9149 | 9 | 0.7 | 8760 | 175556.681 | 0 | 126894.5462 | 65533.1035 | 51257.7039 | 32518.75 | 56168.75 | 73906.25 | 17737.5 | 1244.7852 | 8760 | 1720.1251 | 8007.165 | 0 | 0 | 634.1936 | 2101.4108 | 7434.2824 | -1305.3958 | 1500.5852 | 3025.0905 | 8760 | 3834.9332 | 3228.1839 | 606.7493 | 3890.9908 | 2422.5362 | 2970.8188 | 9815.6427 | 8658.9198 | 0 | 5827.7272 | 8760 | 60.9753 | 104.4 | 486.85 | 2104.7 | 1026379.346 | 155104.6653 | 124.275
364 | C | CLW | NAP | CC | ET | HC | R60 | 1.9149 | 12.5 | 0.3 | 8760 | 163277.4674 | 0 | 123320.2845 | 65533.1035 | 51257.7039 | 32011.375 | 55292.375 | 72753.125 | 17460.75 | 1225.7662 | 8760 | 1720.1251 | 9526.9763 | 0 | 0 | 581.725 | 1989.1079 | 6430.1917 | -1327.3541 | 2492.9561 | 3222.9241 | 8760 | 3848.2159 | 2827.7336 | 1020.4823 | 3890.9908 | 2422.5362 | 2970.3672 | 9831.0824 | 8676.4985 | 0 | 7100.3579 | 8760 | 57.0415 | 169.9 | 412.125 | 2104.7 | 1026221.1319 | 155104.6653 | 364.975
365 | C | CLW | NAP | CC | ET | HC | R60 | 1.9149 | 12.5 | 0.65 | 8760 | 169390.1188 | 0 | 119533.037 | 65533.1035 | 51257.7039 | 31926.125 | 55145.125 | 72559.375 | 17414.25 | 1222.5613 | 8760 | 1720.1251 | 9957.5185 | 0 | 0 | 506.3617 | 1847.139 | 6302.7883 | -1399.1263 | 2624.3537 | 3229.7757 | 8760 | 3854.1548 | 2799.4754 | 1054.6794 | 3890.9908 | 2422.5362 | 2990.0166 | 9833.5909 | 8691.2766 | 0 | 7525.5601 | 8760 | 66.3707 | 173.425 | 407.05 | 2104.7 | 1026126.2599 | 155104.6653 | 306.1
366 | C | CLW | NAP | CC | ET | HC | R60 | 1.9149 | 12.5 | 0.95 | 8760 | 171806.1687 | 0 | 118551.3524 | 65533.1035 | 51257.7039 | 31794.125 | 54917.125 | 72259.375 | 17342.25 | 1217.481 | 8760 | 1720.1251 | 10129.0176 | 0 | 0 | 501.7594 | 1789.7468 | 6207.8429 | -1414.6161 | 2712.6214 | 3231.663 | 8760 | 3852.46 | 2778.7791 | 1073.6809 | 3890.9908 | 2422.5362 | 2990.2459 | 9820.5813 | 8689.3755 | 0 | 7695.2258 | 8760 | 72.6847 | 175.5 | 402.575 | 2104.7 | 1026166.326 | 155104.6653 | 286
367 | C | CLW | NAP | CC | ET | HC | R60 | 1.9149 | 16 | 0.4 | 8760 | 158850.913 | 0 | 116954.7089 | 65533.1035 | 51257.7039 | 31058.5 | 53646.5 | 70587.5 | 16941 | 1189.3947 | 8760 | 1720.1251 | 11061.8608 | 0 | 0 | 477.8644 | 1767.6743 | 5567.0762 | -1415.0738 | 3378.3723 | 3350.6446 | 8760 | 3853.8097 | 2493.0957 | 1360.714 | 3890.9908 | 2422.5362 | 2991.3625 | 9836.439 | 8735.6193 | 0 | 8464.9108 | 8760 | 99.6463 | 213.65 | 351.05 | 2104.7 | 1025746.9434 | 155104.6653 | 534.525
368 | C | CLW | NAP | CC | ET | HC | R60 | 1.9149 | 16 | 0.8 | 8760 | 165365.6671 | 0 | 113202.709 | 65533.1035 | 51257.7039 | 31003.5 | 53551.5 | 70462.5 | 16911 | 1187.3917 | 8760 | 1720.1251 | 11618.0987 | 0 | 0 | 413.412 | 1618.5809 | 5318.6277 | -1475.0205 | 3624.2692 | 3363.5289 | 8760 | 3860.7607 | 2420.9814 | 1439.7793 | 3890.9908 | 2422.5362 | 3005.5561 | 9831.5503 | 8745.5063 | 0 | 9010.4019 | 8760 | 107.1032 | 223.8 | 339.9 | 2104.7 | 1025855.4591 | 155104.6653 | 472.325
369 | C | CLW | NAP | CC | ET | HC | R60 | 1.9149 | 16 | 1.2 | 8760 | 169017.1874 | 0 | 111004.6055 | 65533.1035 | 51257.7039 | 30826.125 | 53245.125 | 70059.375 | 16814.25 | 1180.8743 | 8760 | 1720.1251 | 11908.5283 | 0 | 0 | 406.916 | 1508.9224 | 5176.9281 | -1487.7972 | 3783.7026 | 3362.4174 | 8760 | 3856.5546 | 2368.2273 | 1488.3273 | 3890.9908 | 2422.5362 | 3004.1804 | 9854.9961 | 8770.3088 | 0 | 9304.4723 | 8760 | 92.9928 | 228.9 | 331.575 | 2104.7 | 1025727.2958 | 155104.6653 | 437.775
370 | C | CLW | NAP | CC | ET | HC | R60 | 1.9149 | 19 | 0.5 | 8760 | 155501.1909 | 0 | 112281.0204 | 65533.1035 | 51257.7039 | 30533.25 | 52739.25 | 69393.75 | 16654.5 | 1169.6887 | 8760 | 1720.1251 | 12127.5091 | 0 | 0 | 408.219 | 1602.9517 | 4992.2275 | -1470.1797 | 4019.2284 | 3418.0582 | 8760 | 3863.8535 | 2279.9971 | 1583.8565 | 3890.9908 | 2422.5362 | 3003.6446 | 9921.3603 | 8821.1902 | 0 | 9431.0937 | 8760 | 108.5961 | 248.4 | 306.75 | 2104.7 | 1025337.881 | 155104.6653 | 667.125
371 | C | CLW | NAP | CC | ET | HC | R60 | 1.9149 | 19 | 0.95 | 8760 | 161969.7639 | 0 | 108172.0444 | 65533.1035 | 51257.7039 | 30427.375 | 52556.375 | 69153.125 | 16596.75 | 1165.5439 | 8760 | 1720.1251 | 12736.7338 | 0 | 0 | 371.8733 | 1420.8992 | 4700.1306 | -1518.7587 | 4312.3253 | 3431.9848 | 8760 | 3869.6298 | 2178.1583 | 1691.4716 | 3890.9908 | 2422.5362 | 3013.1562 | 9922.2026 | 8837.6222 | 0 | 10028.0639 | 8760 | 104.5277 | 260 | 293.225 | 2104.7 | 1025386.9108 | 155104.6653 | 606.35
372 | C | CLW | NAP | CC | ET | HC | R60 | 1.9149 | 19 | 1.45 | 8760 | 167184.8901 | 0 | 105636.4634 | 65533.1035 | 51257.7039 | 30342.125 | 52409.125 | 68959.375 | 16550.25 | 1162.0578 | 8760 | 1720.1251 | 13209.0205 | 0 | 0 | 354.1124 | 1296.4691 | 4402.2706 | -1534.9153 | 4592.1323 | 3434.6746 | 8760 | 3874.1449 | 2071.4283 | 1802.7166 | 3890.9908 | 2422.5362 | 3013.685 | 9909.6366 | 8834.9696 | 0 | 10500.4919 | 8760 | 106.0578 | 273.225 | 278.45 | 2104.7 | 1025470.5209 | 155104.6653 | 551.85
373 | C | CLW | NAP | CC | ET | HC | R60 | 1.9149 | 22.5 | 0.55 | 8760 | 148827.7623 | 0 | 108897.996 | 65533.1035 | 51257.7039 | 30219.75 | 52197.75 | 68681.25 | 16483.5 | 1157.6558 | 8760 | 1720.1251 | 12788.7031 | 0 | 0 | 365.8129 | 1456.5198 | 4693.6753 | -1507.6811 | 4331.6151 | 3467.4538 | 8760 | 3866.2884 | 2162.3143 | 1703.9741 | 3890.9908 | 2422.5362 | 3010.557 | 9921.5065 | 8840.8695 | 0 | 10008.1962 | 8760 | 114.1774 | 264.95 | 284.5 | 2104.7 | 1025126.6228 | 155104.6653 | 837.125
374 | C | CLW | NAP | CC | ET | HC | R60 | 1.9149 | 22.5 | 1.15 | 8760 | 158144.0474 | 0 | 103714.3416 | 65533.1035 | 51257.7039 | 30008 | 51832 | 68200 | 16368 | 1149.407 | 8760 | 1720.1251 | 13738.1183 | 0 | 0 | 324.0861 | 1224.1588 | 4166.0586 | -1559.5924 | 4883.1988 | 3482.4371 | 8760 | 3869.4577 | 1983.3845 | 1886.0731 | 3890.9908 | 2422.5362 | 3019.2681 | 9944.6084 | 8889.3099 | 0 | 10948.9074 | 8760 | 114.7608 | 288.65 | 256.95 | 2104.7 | 1025178.6602 | 155104.6653 | 744.95
375 | C | CLW | NAP | CC | ET | HC | R60 | 1.9149 | 22.5 | 1.7 | 8760 | 163490.2514 | 0 | 101371.4978 | 65533.1035 | 51257.7039 | 29862.25 | 51580.25 | 67868.75 | 16288.5 | 1143.9063 | 8760 | 1720.1251 | 14301.5238 | 0 | 0 | 290.6122 | 1115.7285 | 3790.7176 | -1577.6834 | 5247.4629 | 3490.8987 | 8760 | 3872.0861 | 1821.7586 | 2050.3275 | 3890.9908 | 2422.5362 | 3020.2639 | 9940.4112 | 8893.5914 | 0 | 11505.0152 | 8760 | 115.9398 | 303.525 | 239.425 | 2104.7 | 1025226.3436 | 155104.6653 | 693.65
376 | C | CLW | NAP | CC | FP | HC | R60 | 1.9149 | 9 | 0.25 | 8760 | 163908.9403 | 0 | 132350.4324 | 65533.1035 | 51257.7039 | 32993.125 | 56988.125 | 74984.375 | 17996.25 | 1260.0596 | 8760 | 1720.1251 | 6638.6612 | 0 | 0 | 811.6137 | 2272.017 | 7830.3771 | -1150.3127 | 1075.8754 | 2612.3933 | 8760 | 3836.9767 | 3400.6465 | 436.3302 | 3890.9908 | 2422.5362 | 2925.4829 | 9778.9421 | 8598.9521 | 0 | 4852.228 | 8760 | 49.7327 | 77.65 | 522.225 | 2104.7 | 1026607.2391 | 155104.6653 | 86.4
377 | C | CLW | NAP | CC | FP | HC | R60 | 1.9149 | 9 | 0.45 | 8760 | 165752.5042 | 0 | 130000.0891 | 65533.1035 | 51257.7039 | 32855.625 | 56750.625 | 74671.875 | 17921.25 | 1254.7793 | 8760 | 1720.1251 | 6827.5357 | 0 | 0 | 695.1269 | 2189.7691 | 7839.5323 | -1204.4707 | 1052.2824 | 2574.6498 | 8760 | 3832.9294 | 3420.7938 | 412.1356 | 3890.9908 | 2422.5362 | 2946.2294 | 9757.0545 | 8590.7763 | 0 | 5077.5548 | 8760 | 60.1798 | 77.75 | 519.625 | 2104.7 | 1026639.6802 | 155104.6653 | 59.85
378 | C | CLW | NAP | CC | FP | HC | R60 | 1.9149 | 9 | 0.7 | 8760 | 166598.7459 | 0 | 128819.6678 | 65533.1035 | 51257.7039 | 32777.25 | 56615.25 | 74493.75 | 17878.5 | 1250.049 | 8760 | 1720.1251 | 6928.7446 | 0 | 0 | 664.7461 | 2137.2487 | 7851.1729 | -1230.7372 | 1058.901 | 2553.3329 | 8760 | 3832.6625 | 3406.0354 | 426.6271 | 3890.9908 | 2422.5362 | 2952.0115 | 9770.0747 | 8609.8022 | 0 | 5199.2565 | 8760 | 63.5066 | 73.05 | 522.9 | 2104.7 | 1026688.9096 | 155104.6653 | 36.8
379 | C | CLW | NAP | CC | FP | HC | R60 | 1.9149 | 12.5 | 0.3 | 8760 | 161971.0954 | 0 | 126842.0497 | 65533.1035 | 51257.7039 | 32319.375 | 55824.375 | 73453.125 | 17628.75 | 1235.9699 | 8760 | 1720.1251 | 8151.4262 | 0 | 0 | 649.5647 | 2104.2254 | 7006.0254 | -1253.094 | 1915.7496 | 2741.9375 | 8760 | 3844.9945 | 3056.5993 | 788.3953 | 3890.9908 | 2422.5362 | 2954.0494 | 9819.456 | 8654.0572 | 0 | 6198.585 | 8760 | 61.7822 | 134.125 | 453.5 | 2104.7 | 1026295.1665 | 155104.6653 | 181.7
380 | C | CLW | NAP | CC | FP | HC | R60 | 1.9149 | 12.5 | 0.65 | 8760 | 165328.2205 | 0 | 122946.8094 | 65533.1035 | 51257.7039 | 32285 | 55765 | 73375 | 17610 | 1236.3177 | 8760 | 1720.1251 | 8486.9278 | 0 | 0 | 540.5377 | 1951.6346 | 6975.1211 | -1326.8464 | 1940.3815 | 2706.4203 | 8760 | 3850.1269 | 3078.0616 | 772.0653 | 3890.9908 | 2422.5362 | 2975.9745 | 9815.0864 | 8650.3171 | 0 | 6566.2404 | 8760 | 64.4677 | 134.075 | 452.925 | 2104.7 | 1026268.232 | 155104.6653 | 131.85
381 | C | CLW | NAP | CC | FP | HC | R60 | 1.9149 | 12.5 | 0.95 | 8760 | 165841.923 | 0 | 121380.9138 | 65533.1035 | 51257.7039 | 32276.75 | 55750.75 | 73356.25 | 17605.5 | 1235.1436 | 8760 | 1720.1251 | 8615.9202 | 0 | 0 | 530.4723 | 1878.513 | 6941.6891 | -1349.7422 | 1975.5464 | 2677.8262 | 8760 | 3844.6151 | 3049.7894 | 794.8257 | 3890.9908 | 2422.5362 | 2978.9465 | 9817.4597 | 8654.3999 | 0 | 6720.721 | 8760 | 58.3889 | 134 | 452.85 | 2104.7 | 1026275.9858 | 155104.6653 | 102.375
382 | C | CLW | NAP | CC | FP | HC | R60 | 1.9149 | 16 | 0.4 | 8760 | 160745.6143 | 0 | 121605.1488 | 65533.1035 | 51257.7039 | 31682.75 | 54724.75 | 72006.25 | 17281.5 | 1213.5782 | 8760 | 1720.1251 | 9391.1561 | 0 | 0 | 534.6736 | 1919.8529 | 6336.4415 | -1337.4806 | 2606.0572 | 2816.3374 | 8760 | 3849.1136 | 2781.6052 | 1067.5084 | 3890.9908 | 2422.5362 | 2977.3748 | 9830.9238 | 8698.5731 | 0 | 7325.5606 | 8760 | 89.4457 | 174.425 | 401.625 | 2104.7 | 1025998.6514 | 155104.6653 | 273.775
383 | C | CLW | NAP | CC | FP | HC | R60 | 1.9149 | 16 | 0.8 | 8760 | 164375.4573 | 0 | 117743.6563 | 65533.1035 | 51257.7039 | 31501.25 | 54411.25 | 71593.75 | 17182.5 | 1206.6192 | 8760 | 1720.1251 | 9838.3953 | 0 | 0 | 451.5432 | 1771.0832 | 6182.992 | -1406.8535 | 2759.3947 | 2779.7989 | 8760 | 3853.7492 | 2764.0981 | 1089.6511 | 3890.9908 | 2422.5362 | 2992.8281 | 9829.8416 | 8703.6565 | 0 | 7807.468 | 8760 | 88.7263 | 174.85 | 397.9 | 2104.7 | 1025986.7702 | 155104.6653 | 205.75
384 | C | CLW | NAP | CC | FP | HC | R60 | 1.9149 | 16 | 1.2 | 8760 | 165999.9895 | 0 | 115460.0585 | 65533.1035 | 51257.7039 | 31615.375 | 54608.375 | 71853.125 | 17244.75 | 1210.8357 | 8760 | 1720.1251 | 10060.4066 | 0 | 0 | 442.5673 | 1652.3242 | 6106.3657 | -1423.4628 | 2843.4272 | 2752.0003 | 8760 | 3856.6584 | 2735.6538 | 1121.0045 | 3890.9908 | 2422.5362 | 2992.3858 | 9856.119 | 8721.46 | 0 | 8054.6999 | 8760 | 83.3161 | 176.45 | 398.375 | 2104.7 | 1026019.5044 | 155104.6653 | 171.4
385 | C | CLW | NAP | CC | FP | HC | R60 | 1.9149 | 19 | 0.5 | 8760 | 159114.3435 | 0 | 117716.6581 | 65533.1035 | 51257.7039 | 31260.625 | 53995.625 | 71046.875 | 17051.25 | 1197.1599 | 8760 | 1720.1251 | 10194.8573 | 0 | 0 | 463.256 | 1772.3225 | 5945.6497 | -1397.7269 | 3023.538 | 2856.0032 | 8760 | 3851.4578 | 2617.5916 | 1233.8662 | 3890.9908 | 2422.5362 | 2990.91 | 9844.8427 | 8736.4621 | 0 | 8059.9895 | 8760 | 96.6137 | 193.075 | 375.3 | 2104.7 | 1025592.2315 | 155104.6653 | 352.5
386 | C | CLW | NAP | CC | FP | HC | R60 | 1.9149 | 19 | 0.95 | 8760 | 163876.5629 | 0 | 113356.4488 | 65533.1035 | 51257.7039 | 31114.875 | 53743.875 | 70715.625 | 16971.75 | 1191.7041 | 8760 | 1720.1251 | 10797.1648 | 0 | 0 | 402.5349 | 1607.4115 | 5636.4502 | -1457.6865 | 3333.9287 | 2821.975 | 8760 | 3858.9163 | 2537.762 | 1321.1543 | 3890.9908 | 2422.5362 | 3002.2134 | 9852.902 | 8757.9949 | 0 | 8696.3113 | 8760 | 108.178 | 205.85 | 359.875 | 2104.7 | 1025731.0812 | 155104.6653 | 270.45
387 | C | CLW | NAP | CC | FP | HC | R60 | 1.9149 | 19 | 1.45 | 8760 | 166201.4344 | 0 | 110426.3941 | 65533.1035 | 51257.7039 | 31128.625 | 53767.625 | 70746.875 | 16979.25 | 1192.2228 | 8760 | 1720.1251 | 11163.4985 | 0 | 0 | 396.9249 | 1458.1685 | 5422.6342 | -1471.5138 | 3536.8966 | 2782.28 | 8760 | 3863.4238 | 2475.9205 | 1387.5033 | 3890.9908 | 2422.5362 | 3000.6762 | 9865.6439 | 8753.5755 | 0 | 9097.5684 | 8760 | 93.4655 | 214.3 | 351.675 | 2104.7 | 1025868.5194 | 155104.6653 | 222.725
388 | C | CLW | NAP | CC | FP | HC | R60 | 1.9149 | 22.5 | 0.55 | 8760 | 156818.1194 | 0 | 114780.6038 | 65533.1035 | 51257.7039 | 30974.625 | 53501.625 | 70396.875 | 16895.25 | 1186.2148 | 8760 | 1720.1251 | 10831.05 | 0 | 0 | 420.0751 | 1669.648 | 5629.3024 | -1437.2432 | 3359.5743 | 2889.4634 | 8760 | 3852.4376 | 2511.2716 | 1341.166 | 3890.9908 | 2422.5362 | 2999.4269 | 9866.5702 | 8764.3717 | 0 | 8631.1037 | 8760 | 95.0946 | 214.925 | 348.25 | 2104.7 | 1025550.6979 | 155104.6653 | 443.725
389 | C | CLW | NAP | CC | FP | HC | R60 | 1.9149 | 22.5 | 1.15 | 8760 | 162523.2242 | 0 | 109290.2198 | 65533.1035 | 51257.7039 | 30835.75 | 53261.75 | 70081.25 | 16819.5 | 1180.8237 | 8760 | 1720.1251 | 11666.7583 | 0 | 0 | 365.6043 | 1432.9558 | 5170.8623 | -1502.6985 | 3835.9565 | 2845.2249 | 8760 | 3860.3233 | 2372.9525 | 1487.3708 | 3890.9908 | 2422.5362 | 3010.6729 | 9883.5641 | 8804.3005 | 0 | 9513.4723 | 8760 | 103.2897 | 234.2 | 326.45 | 2104.7 | 1025635.2586 | 155104.6653 | 341.625
390 | C | CLW | NAP | CC | FP | HC | R60 | 1.9149 | 22.5 | 1.7 | 8760 | 166467.3845 | 0 | 106060.1852 | 65533.1035 | 51257.7039 | 30734 | 53086 | 69850 | 16764 | 1177.0809 | 8760 | 1720.1251 | 12189.1009 | 0 | 0 | 348.5262 | 1286.9845 | 4831.3044 | -1515.8286 | 4176.3834 | 2817.8626 | 8760 | 3865.838 | 2253.4619 | 1612.3761 | 3890.9908 | 2422.5362 | 3009.6415 | 9897.2294 | 8814.03 | 0 | 10060.5827 | 8760 | 102.1102 | 249.1 | 309.7 | 2104.7 | 1025655.0246 | 155104.6653 | 286.875
391 | C | CLW | TOU | CC | ET | HC | R100 | 1.7928 | 9 | 0.25 | 8760 | 148583.1168 | 0 | 174016.9044 | 65533.1035 | 147386.7855 | 11819.5 | 20415.5 | 26862.5 | 6447 | 439.8136 | 8760 | 1482.4089 | 6431.3754 | 0 | 0 | 1237.8781 | 10757.8775 | 2717.7081 | -1007.2358 | 513.9985 | 2755.4495 | 8760 | 1269.5614 | 1094.111 | 175.4503 | 1300.8287 | 11431.1608 | 3019.5983 | 3195.8774 | 3117.3916 | 0 | 4601.3531 | 8760 | 98.8087 | 34.175 | 180.725 | 850.5 | 345666.2997 | 210834.9497 | 156.175
392 | C | CLW | TOU | CC | ET | HC | R100 | 1.7928 | 9 | 0.45 | 8760 | 153003.3682 | 0 | 171693.5593 | 65533.1035 | 147386.7855 | 11796.125 | 20375.125 | 26809.375 | 6434.25 | 441.0028 | 8760 | 1482.4089 | 6665.5758 | 0 | 0 | 1141.613 | 10628.5585 | 2694.7438 | -1052.5284 | 532.8421 | 2710.9098 | 8760 | 1276.0959 | 1101.3131 | 174.7828 | 1300.8287 | 11431.1608 | 3029.5551 | 3212.9383 | 3117.9506 | 0 | 4884.7429 | 8760 | 82.7094 | 34.475 | 180 | 850.5 | 345576.4721 | 210834.9497 | 123.875
393 | C | CLW | TOU | CC | ET | HC | R100 | 1.7928 | 9 | 0.7 | 8760 | 155481.492 | 0 | 170609.1316 | 65533.1035 | 147386.7855 | 11640.75 | 20106.75 | 26456.25 | 6349.5 | 432.1858 | 8760 | 1482.4089 | 6798.2803 | 0 | 0 | 1109.3783 | 10558.8894 | 2649.9575 | -1072.6923 | 562.7227 | 2693.653 | 8760 | 1269.0896 | 1081.5963 | 187.4933 | 1300.8287 | 11431.1608 | 3032.1146 | 3188.9783 | 3103.9638 | 0 | 5037.918 | 8760 | 84.6702 | 35.15 | 176.5 | 850.5 | 345614.7466 | 210834.9497 | 99.55
394 | C | CLW | TOU | CC | ET | HC | R100 | 1.7928 | 12.5 | 0.3 | 8760 | 141733.6403 | 0 | 166936.6265 | 65533.1035 | 147386.7855 | 11405.625 | 19700.625 | 25921.875 | 6221.25 | 430.5071 | 8760 | 1482.4089 | 7896.0975 | 0 | 0 | 1122.6481 | 10224.6483 | 2272.8815 | -1102.2475 | 953.1314 | 2947.8053 | 8760 | 1278.0769 | 936.1379 | 341.9389 | 1300.8287 | 11431.1608 | 3035.5441 | 3214.9861 | 3133.9588 | 0 | 5830.9243 | 8760 | 95.2173 | 59.225 | 148.15 | 850.5 | 345333.1224 | 210834.9497 | 327.575
395 | C | CLW | TOU | CC | ET | HC | R100 | 1.7928 | 12.5 | 0.65 | 8760 | 149022.8194 | 0 | 163002.3888 | 65533.1035 | 147386.7855 | 11266.75 | 19460.75 | 25606.25 | 6145.5 | 424.3495 | 8760 | 1482.4089 | 8397.0875 | 0 | 0 | 1007.5906 | 9976.6816 | 2178.8681 | -1170.3277 | 1039.9824 | 2920.5469 | 8760 | 1276.4438 | 915.482 | 360.9618 | 1300.8287 | 11431.1608 | 3050.2071 | 3212.8097 | 3134.0666 | 0 | 6367.9198 | 8760 | 74.7117 | 62.475 | 142.375 | 850.5 | 345353.6535 | 210834.9497 | 263.875
396 | C | CLW | TOU | CC | ET | HC | R100 | 1.7928 | 12.5 | 0.95 | 8760 | 151323.7406 | 0 | 161986.9565 | 65533.1035 | 147386.7855 | 11320.375 | 19553.375 | 25728.125 | 6174.75 | 426.155 | 8760 | 1482.4089 | 8546.5227 | 0 | 0 | 991.0804 | 9893.9253 | 2139.8152 | -1181.2194 | 1096.503 | 2903.6245 | 8760 | 1279.6467 | 918.0822 | 361.5644 | 1300.8287 | 11431.1608 | 3050.7761 | 3217.9649 | 3153.2222 | 0 | 6535.7159 | 8760 | 99.1828 | 62.9 | 142.925 | 850.5 | 345435.3566 | 210834.9497 | 244.325
397 | C | CLW | TOU | CC | ET | HC | R100 | 1.7928 | 16 | 0.4 | 8760 | 138287.3232 | 0 | 160145.8292 | 65533.1035 | 147386.7855 | 11093.5 | 19161.5 | 25212.5 | 6051 | 419.078 | 8760 | 1482.4089 | 9201.2172 | 0 | 0 | 1013.6321 | 9683.0143 | 1890.5648 | -1179.4224 | 1348.6614 | 3058.4384 | 8760 | 1285.07 | 801.0767 | 483.9932 | 1300.8287 | 11431.1608 | 3048.8687 | 3246.4828 | 3162.6146 | 0 | 6989.4975 | 8760 | 85.6693 | 82.15 | 119.55 | 850.5 | 345149.9453 | 210834.9497 | 469.15
398 | C | CLW | TOU | CC | ET | HC | R100 | 1.7928 | 16 | 0.8 | 8760 | 144992.3258 | 0 | 156372.0808 | 65533.1035 | 147386.7855 | 11034.375 | 19059.375 | 25078.125 | 6018.75 | 417.0345 | 8760 | 1482.4089 | 9748.6192 | 0 | 0 | 924.9695 | 9395.2964 | 1787.3694 | -1237.2748 | 1455.3141 | 3042.6104 | 8760 | 1284.6636 | 784.9407 | 499.7228 | 1300.8287 | 11431.1608 | 3063.033 | 3248.0858 | 3174.0021 | 0 | 7559.5709 | 8760 | 84.0921 | 84.65 | 115.975 | 850.5 | 345240.6668 | 210834.9497 | 408.75
399 | C | CLW | TOU | CC | ET | HC | R100 | 1.7928 | 16 | 1.2 | 8760 | 148105.6078 | 0 | 154492.7061 | 65533.1035 | 147386.7855 | 10883.125 | 18798.125 | 24734.375 | 5936.25 | 415.7206 | 8760 | 1482.4089 | 9984.1301 | 0 | 0 | 889.897 | 9278.0372 | 1708.098 | -1250.9402 | 1536.2834 | 3022.8524 | 8760 | 1287.5672 | 770.1533 | 517.4138 | 1300.8287 | 11431.1608 | 3066.9253 | 3249.7117 | 3176.6674 | 0 | 7814.1155 | 8760 | 79.7834 | 86.075 | 111.8 | 850.5 | 345161.1699 | 210834.9497 | 378.875
400 | C | CLW | TOU | CC | ET | HC | R100 | 1.7928 | 19 | 0.5 | 8760 | 135641.9881 | 0 | 154991.4229 | 65533.1035 | 147386.7855 | 10775.875 | 18612.875 | 24490.625 | 5877.75 | 410.2766 | 8760 | 1482.4089 | 10127.8835 | 0 | 0 | 937.2348 | 9232.1825 | 1663.5316 | -1232.1814 | 1574.8675 | 3120.7097 | 8760 | 1284.7623 | 693.6538 | 591.1085 | 1300.8287 | 11431.1608 | 3058.4853 | 3245.4552 | 3174.1613 | 0 | 7826.7234 | 8760 | 87.537 | 95.075 | 100.85 | 850.5 | 344978.9832 | 210834.9497 | 584.9
401 | C | CLW | TOU | CC | ET | HC | R100 | 1.7928 | 19 | 0.95 | 8760 | 141982.5225 | 0 | 151018.9377 | 65533.1035 | 147386.7855 | 10727.75 | 18529.75 | 24381.25 | 5851.5 | 410.3344 | 8760 | 1482.4089 | 10696.3683 | 0 | 0 | 864.4868 | 8942.6388 | 1554.974 | -1282.6381 | 1707.8647 | 3110.1382 | 8760 | 1287.5295 | 679.2192 | 608.3103 | 1300.8287 | 11431.1608 | 3073.3703 | 3279.3303 | 3199.7182 | 0 | 8409.661 | 8760 | 77.5578 | 96.5 | 98.55 | 850.5 | 344894.292 | 210834.9497 | 523.625
402 | C | CLW | TOU | CC | ET | HC | R100 | 1.7928 | 19 | 1.45 | 8760 | 145372.6682 | 0 | 149179.3104 | 65533.1035 | 147386.7855 | 10751.125 | 18570.125 | 24434.375 | 5864.25 | 411.1112 | 8760 | 1482.4089 | 10983.6889 | 0 | 0 | 851.4415 | 8783.1303 | 1434.8182 | -1297.355 | 1816.5507 | 3094.3717 | 8760 | 1286.9324 | 632.9733 | 653.9591 | 1300.8287 | 11431.1608 | 3077.0547 | 3271.1476 | 3195.4832 | 0 | 8713.2325 | 8760 | 73.2944 | 99.2 | 96.275 | 850.5 | 344992.3376 | 210834.9497 | 490.05
403 | C | CLW | TOU | CC | ET | HC | R100 | 1.7928 | 22.5 | 0.55 | 8760 | 131902.4553 | 0 | 150848.6991 | 65533.1035 | 147386.7855 | 10664.5 | 18420.5 | 24237.5 | 5817 | 407.4477 | 8760 | 1482.4089 | 10897.989 | 0 | 0 | 889.8287 | 8830.8942 | 1499.2129 | -1263.9778 | 1756.93 | 3172.1715 | 8760 | 1286.9432 | 636.1394 | 650.8038 | 1300.8287 | 11431.1608 | 3064.7612 | 3264.1652 | 3196.4459 | 0 | 8515.8868 | 8760 | 86.9239 | 103.575 | 90.325 | 850.5 | 344864.7576 | 210834.9497 | 717.8
404 | C | CLW | TOU | CC | ET | HC | R100 | 1.7928 | 22.5 | 1.15 | 8760 | 139090.8682 | 0 | 145533.8035 | 65533.1035 | 147386.7855 | 10564.125 | 18247.125 | 24009.375 | 5762.25 | 403.9638 | 8760 | 1482.4089 | 11619.7297 | 0 | 0 | 814.5105 | 8455.9816 | 1302.9419 | -1320.4609 | 1953.6246 | 3158.3196 | 8760 | 1286.1394 | 580.0355 | 706.104 | 1300.8287 | 11431.1608 | 3080.7069 | 3272.7733 | 3205.512 | 0 | 9255.7866 | 8760 | 78.1355 | 110.825 | 81.25 | 850.5 | 344886.4727 | 210834.9497 | 647.075
405 | C | CLW | TOU | CC | ET | HC | R100 | 1.7928 | 22.5 | 1.7 | 8760 | 142241.1707 | 0 | 143638.6798 | 65533.1035 | 147386.7855 | 10550.375 | 18223.375 | 23978.125 | 5754.75 | 403.4159 | 8760 | 1482.4089 | 11910.2108 | 0 | 0 | 803.1897 | 8279.0247 | 1216.073 | -1336.0698 | 2037.9843 | 3149.2658 | 8760 | 1287.6171 | 528.7053 | 758.9118 | 1300.8287 | 11431.1608 | 3082.5053 | 3276.8718 | 3205.6649 | 0 | 9555.2392 | 8760 | 75.571 | 114.025 | 77.8 | 850.5 | 344857.5152 | 210834.9497 | 613.5
406 | C | CLW | TOU | CC | FP | HC | R100 | 1.9149 | 9 | 0.25 | 8760 | 145684.1904 | 0 | 177561.1681 | 65533.1035 | 151316.2404 | 12423.125 | 21458.125 | 28234.375 | 6776.25 | 461.2536 | 8760 | 1482.4089 | 5547.5351 | 0 | 0 | 1434.4856 | 11674.551 | 3034.95 | -917.1055 | 324.7841 | 2361.3618 | 8760 | 1347.8588 | 1228.9239 | 118.9349 | 1389.3957 | 12209.4526 | 3164.7145 | 3372.8022 | 3234.9275 | 0 | 4105.6632 | 8760 | 111.0981 | 23.175 | 202.7 | 850.5 | 368619.378 | 210834.9497 | 71.775
407 | C | CLW | TOU | CC | FP | HC | R100 | 1.9149 | 9 | 0.45 | 8760 | 148084.814 | 0 | 174880.8468 | 65533.1035 | 151316.2404 | 12401.125 | 21420.125 | 28184.375 | 6764.25 | 462.0812 | 8760 | 1482.4089 | 5802.1651 | 0 | 0 | 1300.9346 | 11521.1502 | 3052.6665 | -961.948 | 305.3075 | 2303.7343 | 8760 | 1343.2297 | 1242.2738 | 100.956 | 1389.3957 | 12209.4526 | 3176.6767 | 3382.3556 | 3234.4713 | 0 | 4417.6379 | 8760 | 94.0082 | 20.3 | 205.175 | 850.5 | 368476.6048 | 210834.9497 | 44.9
408 | C | CLW | TOU | CC | FP | HC | R100 | 1.9149 | 9 | 0.7 | 8760 | 148578.3041 | 0 | 173893.1627 | 65533.1035 | 151316.2404 | 12515.25 | 21617.25 | 28443.75 | 6826.5 | 471.5418 | 8760 | 1482.4089 | 5908.5085 | 0 | 0 | 1245.5775 | 11443.6463 | 3089.9578 | -984.2498 | 279.4252 | 2273.0611 | 8760 | 1352.4519 | 1268.1846 | 84.2673 | 1389.3957 | 12209.4526 | 3179.678 | 3395.3295 | 3237.0499 | 0 | 4554.3644 | 8760 | 86.9555 | 17.95 | 209.6 | 850.5 | 368457.5658 | 210834.9497 | 30.825
409 | C | CLW | TOU | CC | FP | HC | R100 | 1.9149 | 12.5 | 0.3 | 8760 | 143572.305 | 0 | 171630.5635 | 65533.1035 | 151316.2404 | 12260.875 | 21177.875 | 27865.625 | 6687.75 | 460.7369 | 8760 | 1482.4089 | 6734.136 | 0 | 0 | 1282.9215 | 11250.7112 | 2742.2032 | -1010.8805 | 628.8108 | 2482.4463 | 8760 | 1358.4282 | 1127.0571 | 231.3711 | 1389.3957 | 12209.4526 | 3188.4797 | 3402.8226 | 3250.3261 | 0 | 5137.2948 | 8760 | 93.0996 | 43.25 | 179.675 | 850.5 | 368272.436 | 210834.9497 | 152.875
410 | C | CLW | TOU | CC | FP | HC | R100 | 1.9149 | 12.5 | 0.65 | 8760 | 147186.956 | 0 | 167598.0824 | 65533.1035 | 151316.2404 | 12186.625 | 21049.625 | 27696.875 | 6647.25 | 458.1535 | 8760 | 1482.4089 | 7201.2651 | 0 | 0 | 1136.4392 | 10938.954 | 2745.225 | -1078.5639 | 625.1231 | 2416.0399 | 8760 | 1357.2961 | 1134.4524 | 222.8437 | 1389.3957 | 12209.4526 | 3205.8359 | 3411.4632 | 3260.1497 | 0 | 5669.291 | 8760 | 90.2825 | 40.3 | 181.275 | 850.5 | 368214.8442 | 210834.9497 | 100.975
411 | C | CLW | TOU | CC | FP | HC | R100 | 1.9149 | 12.5 | 0.95 | 8760 | 148261.2996 | 0 | 166275.1706 | 65533.1035 | 151316.2404 | 12166 | 21014 | 27650 | 6636 | 457.1304 | 8760 | 1482.4089 | 7341.3927 | 0 | 0 | 1108.3794 | 10835.2269 | 2747.1272 | -1099.0134 | 627.9677 | 2392.5862 | 8760 | 1353.4477 | 1140.3213 | 213.1264 | 1389.3957 | 12209.4526 | 3210.5561 | 3416.0298 | 3266.9411 | 0 | 5833.0485 | 8760 | 85.3142 | 39.45 | 181.75 | 850.5 | 368207.634 | 210834.9497 | 79
412 | C | CLW | TOU | CC | FP | HC | R100 | 1.9149 | 16 | 0.4 | 8760 | 142533.5563 | 0 | 166005.1886 | 65533.1035 | 151316.2404 | 11994.125 | 20717.125 | 27259.375 | 6542.25 | 451.4315 | 8760 | 1482.4089 | 7795.8442 | 0 | 0 | 1157.9403 | 10776.0532 | 2487.4839 | -1092.9263 | 888.3106 | 2543.4785 | 8760 | 1360.0003 | 1035.0342 | 324.9661 | 1389.3957 | 12209.4526 | 3208.6726 | 3415.6263 | 3270.8913 | 0 | 6104.327 | 8760 | 94.4813 | 58 | 160.075 | 850.5 | 368156.9994 | 210834.9497 | 219.525
413 | C | CLW | TOU | CC | FP | HC | R100 | 1.9149 | 16 | 0.8 | 8760 | 146121.0532 | 0 | 161759.7216 | 65533.1035 | 151316.2404 | 11988.625 | 20707.625 | 27246.875 | 6539.25 | 452.3557 | 8760 | 1482.4089 | 8299.84 | 0 | 0 | 1054.8598 | 10428.1629 | 2461.6979 | -1150.3613 | 906.7253 | 2487.1742 | 8760 | 1364.0289 | 1043.4051 | 320.6238 | 1389.3957 | 12209.4526 | 3221.8755 | 3415.0153 | 3269.2998 | 0 | 6665.197 | 8760 | 95.6477 | 56.1 | 161.875 | 850.5 | 368089.4126 | 210834.9497 | 165.75
414 | C | CLW | TOU | CC | FP | HC | R100 | 1.9149 | 16 | 1.2 | 8760 | 147276.2346 | 0 | 159629.1137 | 65533.1035 | 151316.2404 | 11988.625 | 20707.625 | 27246.875 | 6539.25 | 451.1928 | 8760 | 1482.4089 | 8496.5293 | 0 | 0 | 1015.0975 | 10302.2978 | 2450.2264 | -1169.4142 | 943.4359 | 2453.2168 | 8760 | 1364.5587 | 1034.8497 | 329.709 | 1389.3957 | 12209.4526 | 3223.719 | 3444.9081 | 3293.9701 | 0 | 6894.1309 | 8760 | 90.0903 | 57.625 | 160.35 | 850.5 | 368008.6806 | 210834.9497 | 136.425
415 | C | CLW | TOU | CC | FP | HC | R100 | 1.9149 | 19 | 0.5 | 8760 | 142868.0669 | 0 | 161570.7342 | 65533.1035 | 151316.2404 | 11933.625 | 20612.625 | 27121.875 | 6509.25 | 449.9519 | 8760 | 1482.4089 | 8594.1462 | 0 | 0 | 1085.3034 | 10368.9089 | 2325.5574 | -1149.499 | 1057.3844 | 2577.149 | 8760 | 1361.7791 | 967.274 | 394.5051 | 1389.3957 | 12209.4526 | 3221.4139 | 3436.9217 | 3283.1363 | 0 | 6843.6894 | 8760 | 86.1414 | 67.55 | 149.425 | 850.5 | 367947.3464 | 210834.9497 | 271.05
416 | C | CLW | TOU | CC | FP | HC | R100 | 1.9149 | 19 | 0.95 | 8760 | 145741.6205 | 0 | 157563.7514 | 65533.1035 | 151316.2404 | 11855.25 | 20477.25 | 26943.75 | 6466.5 | 448.1474 | 8760 | 1482.4089 | 9121.6785 | 0 | 0 | 995.7044 | 10036.1014 | 2257.299 | -1197.2454 | 1137.0669 | 2521.8406 | 8760 | 1367.0133 | 954.4183 | 412.595 | 1389.3957 | 12209.4526 | 3232.8322 | 3457.1287 | 3303.1969 | 0 | 7425.8147 | 8760 | 89.592 | 67.875 | 147.675 | 850.5 | 367882.0694 | 210834.9497 | 217.3
417 | C | CLW | TOU | CC | FP | HC | R100 | 1.9149 | 19 | 1.45 | 8760 | 146236.7011 | 0 | 154933.6767 | 65533.1035 | 151316.2404 | 11798.875 | 20379.875 | 26815.625 | 6435.75 | 450.2906 | 8760 | 1482.4089 | 9354.3149 | 0 | 0 | 951.9675 | 9875.106 | 2229.7782 | -1215.7652 | 1169.166 | 2477.8583 | 8760 | 1366.5538 | 942.3977 | 424.1561 | 1389.3957 | 12209.4526 | 3235.8434 | 3459.3931 | 3302.7584 | 0 | 7698.8308 | 8760 | 75.9643 | 69.9 | 144.625 | 850.5 | 367825.4318 | 210834.9497 | 186.5
418 | C | CLW | TOU | CC | FP | HC | R100 | 1.9149 | 22.5 | 0.55 | 8760 | 142578.2475 | 0 | 157970.9742 | 65533.1035 | 151316.2404 | 11761.75 | 20315.75 | 26731.25 | 6415.5 | 445.0493 | 8760 | 1482.4089 | 9263.6222 | 0 | 0 | 1038.6008 | 10025.4559 | 2176.1743 | -1184.9905 | 1219.9604 | 2609.7364 | 8760 | 1366.535 | 913.6518 | 452.8831 | 1389.3957 | 12209.4526 | 3228.8737 | 3452.4727 | 3303.0289 | 0 | 7454.7125 | 8760 | 96.3241 | 76.675 | 137.175 | 850.5 | 367911.211 | 210834.9497 | 338.925
419 | C | CLW | TOU | CC | FP | HC | R100 | 1.9149 | 22.5 | 1.15 | 8760 | 145550.8601 | 0 | 152298.3524 | 65533.1035 | 151316.2404 | 11658.625 | 20137.625 | 26496.875 | 6359.25 | 445.7539 | 8760 | 1482.4089 | 9936.4454 | 0 | 0 | 937.9907 | 9596.822 | 2086.629 | -1243.0088 | 1319.4812 | 2544.0551 | 8760 | 1370.015 | 897.2191 | 472.7959 | 1389.3957 | 12209.4526 | 3245.1312 | 3464.3177 | 3314.7893 | 0 | 8191.2964 | 8760 | 83.3799 | 78.4 | 133.575 | 850.5 | 367790.1459 | 210834.9497 | 270.7
420 | C | CLW | TOU | CC | FP | HC | R100 | 1.9149 | 22.5 | 1.7 | 8760 | 147259.9421 | 0 | 150254.7387 | 65533.1035 | 151316.2404 | 11699.875 | 20208.875 | 26590.625 | 6381.75 | 447.3493 | 8760 | 1482.4089 | 10245.9572 | 0 | 0 | 905.1476 | 9401.9475 | 2005.3669 | -1259.0213 | 1396.9682 | 2509.2958 | 8760 | 1367.3423 | 869.495 | 497.8473 | 1389.3957 | 12209.4526 | 3247.6469 | 3460.5306 | 3312.6023 | 0 | 8534.5111 | 8760 | 78.6501 | 82.325 | 130.4 | 850.5 | 367868.6331 | 210834.9497 | 237.075
421 | C | CLW | TOU | CC | ET | HC | R60 | 2.1127 | 9 | 0.25 | 8760 | 149471.3709 | 0 | 158768.1711 | 65533.1035 | 106068.7549 | 14513.125 | 25068.125 | 32984.375 | 7916.25 | 550.0082 | 8760 | 1475.3019 | 6420.0349 | 0 | 0 | 1282.1557 | 6821.5527 | 3529.8453 | -1043.8407 | 554.1304 | 2710.3244 | 8760 | 1642.5774 | 1445.376 | 197.2014 | 1688.6895 | 7098.9522 | 3456.4679 | 4174.159 | 3938.4244 | 0 | 4551.1121 | 8760 | 81.6038 | 34.6 | 229.275 | 1048.625 | 447836.7723 | 189624.8638 | 151.85
422 | C | CLW | TOU | CC | ET | HC | R60 | 2.1127 | 9 | 0.45 | 8760 | 154132.9248 | 0 | 157147.5291 | 65533.1035 | 106068.7549 | 14568.125 | 25163.125 | 33109.375 | 7946.25 | 552.4783 | 8760 | 1475.3019 | 6663.3402 | 0 | 0 | 1132.4947 | 6762.609 | 3523.0652 | -1096.7544 | 561.4604 | 2682.6461 | 8760 | 1648.0284 | 1451.2714 | 196.7569 | 1688.6895 | 7098.9522 | 3483.3212 | 4187.4156 | 3941.8962 | 0 | 4827.7062 | 8760 | 75.3025 | 34.825 | 230.05 | 1048.625 | 447718.4286 | 189624.8638 | 114.75
423 | C | CLW | TOU | CC | ET | HC | R60 | 2.1127 | 9 | 0.7 | 8760 | 156197.2232 | 0 | 156724.5573 | 65533.1035 | 106068.7549 | 14668.5 | 25336.5 | 33337.5 | 8001 | 555.474 | 8760 | 1475.3019 | 6776.4791 | 0 | 0 | 1077.0577 | 6739.6745 | 3524.042 | -1125.3832 | 562.5858 | 2680.3181 | 8760 | 1650.2882 | 1472.1818 | 178.1065 | 1688.6895 | 7098.9522 | 3493.6452 | 4195.2678 | 3948.5829 | 0 | 4944.5399 | 8760 | 72.2665 | 33.175 | 233.525 | 1048.625 | 447770.8616 | 189624.8638 | 94.425
424 | C | CLW | TOU | CC | ET | HC | R60 | 2.1127 | 12.5 | 0.3 | 8760 | 143083.8279 | 0 | 152207.6085 | 65533.1035 | 106068.7549 | 14157 | 24453 | 32175 | 7722 | 539.2464 | 8760 | 1475.3019 | 7897.1307 | 0 | 0 | 1114.6156 | 6463.4911 | 3009.3717 | -1154.823 | 1076.7847 | 2920.4519 | 8760 | 1655.3527 | 1261.7274 | 393.6253 | 1688.6895 | 7098.9522 | 3493.4124 | 4193.7713 | 3961.8801 | 0 | 5776.6847 | 8760 | 85.7973 | 66.825 | 190.575 | 1048.625 | 447628.0956 | 189624.8638 | 324.6
425 | C | CLW | TOU | CC | ET | HC | R60 | 2.1127 | 12.5 | 0.65 | 8760 | 149852.5565 | 0 | 149558.7851 | 65533.1035 | 106068.7549 | 14088.25 | 24334.25 | 32018.75 | 7684.5 | 537.8686 | 8760 | 1475.3019 | 8352.4546 | 0 | 0 | 982.5183 | 6334.4382 | 2926.302 | -1234.3817 | 1160.0412 | 2919.2668 | 8760 | 1656.567 | 1238.1976 | 418.3693 | 1688.6895 | 7098.9522 | 3533.954 | 4201.1277 | 3973.2328 | 0 | 6239.9565 | 8760 | 85.5356 | 69.475 | 186.675 | 1048.625 | 447570.1174 | 189624.8638 | 260.375
426 | C | CLW | TOU | CC | ET | HC | R60 | 2.1127 | 12.5 | 0.95 | 8760 | 152082.5623 | 0 | 148699.3424 | 65533.1035 | 106068.7549 | 14151.5 | 24443.5 | 32162.5 | 7719 | 537.9644 | 8760 | 1475.3019 | 8493.0676 | 0 | 0 | 967.3855 | 6273.8204 | 2893.332 | -1255.7742 | 1199.085 | 2919.5354 | 8760 | 1661.2986 | 1246.0657 | 415.2329 | 1688.6895 | 7098.9522 | 3539.1864 | 4201.5759 | 3980.2529 | 0 | 6379.8926 | 8760 | 104.0942 | 68.7 | 188.6 | 1048.625 | 447690.357 | 189624.8638 | 241.8
427 | C | CLW | TOU | CC | ET | HC | R60 | 2.1127 | 16 | 0.4 | 8760 | 139068.1983 | 0 | 145923.0275 | 65533.1035 | 106068.7549 | 13690.875 | 23647.875 | 31115.625 | 7467.75 | 522.8543 | 8760 | 1475.3019 | 9148.9239 | 0 | 0 | 987.253 | 6098.2564 | 2551.8226 | -1238.5159 | 1531.6841 | 3035.9305 | 8760 | 1665.6974 | 1102.7499 | 562.9475 | 1688.6895 | 7098.9522 | 3526.0396 | 4211.6951 | 3984.3531 | 0 | 6875.3168 | 8760 | 97.7304 | 91.9 | 157.025 | 1048.625 | 447414.5167 | 189624.8638 | 475.1
428 | C | CLW | TOU | CC | ET | HC | R60 | 2.1127 | 16 | 0.8 | 8760 | 144829.3 | 0 | 143279.4538 | 65533.1035 | 106068.7549 | 13688.125 | 23643.125 | 31109.375 | 7466.25 | 522.1032 | 8760 | 1475.3019 | 9607.2742 | 0 | 0 | 905.5612 | 5946.4551 | 2436.2115 | -1302.4366 | 1651.0211 | 3042.3015 | 8760 | 1672.5514 | 1073.6869 | 598.8645 | 1688.6895 | 7098.9522 | 3553.4981 | 4219.2011 | 3996.8303 | 0 | 7331.1421 | 8760 | 102.0054 | 93.925 | 154.95 | 1048.625 | 447429.0418 | 189624.8638 | 418.4
429 | C | CLW | TOU | CC | ET | HC | R60 | 2.1127 | 16 | 1.2 | 8760 | 147805.7358 | 0 | 142070.5344 | 65533.1035 | 106068.7549 | 13906.75 | 24020.75 | 31606.25 | 7585.5 | 532.8868 | 8760 | 1475.3019 | 9826.9414 | 0 | 0 | 888.2125 | 5854.9464 | 2371.8361 | -1321.0468 | 1736.0494 | 3041.7827 | 8760 | 1671.8407 | 1048.3974 | 623.4433 | 1688.6895 | 7098.9522 | 3558.3253 | 4249.2185 | 4018.0884 | 0 | 7553.0725 | 8760 | 74.7472 | 96.85 | 156 | 1048.625 | 447367.607 | 189624.8638 | 389.8
430 | C | CLW | TOU | CC | ET | HC | R60 | 2.1127 | 19 | 0.5 | 8760 | 136229.6081 | 0 | 141500.5724 | 65533.1035 | 106068.7549 | 13655.125 | 23586.125 | 31034.375 | 7448.25 | 522.9584 | 8760 | 1475.3019 | 10024.5815 | 0 | 0 | 908.3511 | 5800.1156 | 2263.0417 | -1294.3929 | 1845.6925 | 3103.5405 | 8760 | 1676.8468 | 990.3195 | 686.5273 | 1688.6895 | 7098.9522 | 3544.6664 | 4256.0701 | 4015.4095 | 0 | 7656.1462 | 8760 | 78.2193 | 108.425 | 139.85 | 1048.625 | 447188.757 | 189624.8638 | 592.05
431 | C | CLW | TOU | CC | ET | HC | R60 | 2.1127 | 19 | 0.95 | 8760 | 141836.1469 | 0 | 138517.2713 | 65533.1035 | 106068.7549 | 13574 | 23446 | 30850 | 7404 | 516.3895 | 8760 | 1475.3019 | 10515.906 | 0 | 0 | 844.6959 | 5618.3912 | 2097.5714 | -1343.2851 | 2010.8635 | 3102.0687 | 8760 | 1674.1303 | 920.9702 | 753.1601 | 1688.6895 | 7098.9522 | 3563.516 | 4258.4291 | 4031.6559 | 0 | 8151.318 | 8760 | 92.1763 | 113.475 | 133.325 | 1048.625 | 447191.3509 | 189624.8638 | 539.325
432 | C | CLW | TOU | CC | ET | HC | R60 | 2.1127 | 19 | 1.45 | 8760 | 144841.4886 | 0 | 137205.6087 | 65533.1035 | 106068.7549 | 13572.625 | 23443.625 | 30846.875 | 7403.25 | 517.7736 | 8760 | 1475.3019 | 10773.605 | 0 | 0 | 832.9004 | 5513.1513 | 1994.9863 | -1359.5058 | 2111.6438 | 3097.9545 | 8760 | 1677.559 | 905.6189 | 771.9401 | 1688.6895 | 7098.9522 | 3568.5677 | 4264.145 | 4029.0504 | 0 | 8412.6758 | 8760 | 81.6203 | 116.125 | 130.65 | 1048.625 | 447217.1107 | 189624.8638 | 506.775
433 | C | CLW | TOU | CC | ET | HC | R60 | 2.1127 | 22.5 | 0.55 | 8760 | 132180.7843 | 0 | 137513.0882 | 65533.1035 | 106068.7549 | 13498.375 | 23315.375 | 30678.125 | 7362.75 | 513.9808 | 8760 | 1475.3019 | 10745.1762 | 0 | 0 | 854.8965 | 5506.9767 | 2043.1596 | -1328.8055 | 2073.094 | 3148.5328 | 8760 | 1676.4365 | 909.8878 | 766.5487 | 1688.6895 | 7098.9522 | 3555.0121 | 4258.161 | 4034.4505 | 0 | 8302.6738 | 8760 | 97.5962 | 120.575 | 124.85 | 1048.625 | 447174.4435 | 189624.8638 | 728.9
434 | C | CLW | TOU | CC | ET | HC | R60 | 2.1127 | 22.5 | 1.15 | 8760 | 138728.961 | 0 | 133540.6031 | 65533.1035 | 106068.7549 | 13366.375 | 23087.375 | 30378.125 | 7290.75 | 512.1485 | 8760 | 1475.3019 | 11383.3466 | 0 | 0 | 781.4527 | 5256.8935 | 1807.5522 | -1380.2015 | 2314.5437 | 3148.1964 | 8760 | 1676.8145 | 823.824 | 852.9905 | 1688.6895 | 7098.9522 | 3572.3268 | 4280.4093 | 4053.083 | 0 | 8944.854 | 8760 | 75.539 | 128.9 | 114.125 | 1048.625 | 447087.809 | 189624.8638 | 666.9
435 | C | CLW | TOU | CC | ET | HC | R60 | 2.1127 | 22.5 | 1.7 | 8760 | 141774.6001 | 0 | 132096.9493 | 65533.1035 | 106068.7549 | 13286.625 | 22949.625 | 30196.875 | 7247.25 | 509.2533 | 8760 | 1475.3019 | 11669.2467 | 0 | 0 | 759.3714 | 5150.8408 | 1685.1708 | -1397.6066 | 2430.6701 | 3154.8895 | 8760 | 1676.0714 | 772.5225 | 903.5489 | 1688.6895 | 7098.9522 | 3576.9355 | 4277.3781 | 4052.2969 | 0 | 9224.406 | 8760 | 66.4115 | 135.95 | 105.625 | 1048.625 | 447120.4597 | 189624.8638 | 634.1
436 | C | CLW | TOU | CC | FP | HC | R60 | 2.1127 | 9 | 0.25 | 8760 | 145707.6051 | 0 | 160532.8034 | 65533.1035 | 106068.7549 | 14598.375 | 25215.375 | 33178.125 | 7962.75 | 550.6315 | 8760 | 1475.3019 | 5465.0433 | 0 | 0 | 1423.7356 | 6915.7585 | 3708.3228 | -956.2015 | 369.7078 | 2310.5408 | 8760 | 1642.3453 | 1512.9742 | 129.3711 | 1688.6895 | 7098.9522 | 3428.5331 | 4171.8128 | 3926.4941 | 0 | 3985.9242 | 8760 | 76.9038 | 25.025 | 240.4 | 1048.625 | 447814.6113 | 189624.8638 | 68.45
437 | C | CLW | TOU | CC | FP | HC | R60 | 2.1127 | 9 | 0.45 | 8760 | 147506.1022 | 0 | 158753.922 | 65533.1035 | 106068.7549 | 14672.625 | 25343.625 | 33346.875 | 8003.25 | 551.3599 | 8760 | 1475.3019 | 5674.9647 | 0 | 0 | 1242.2375 | 6840.035 | 3756.8466 | -1010.2405 | 309.798 | 2264.1813 | 8760 | 1641.3506 | 1532.7835 | 108.5671 | 1688.6895 | 7098.9522 | 3446.7455 | 4162.9565 | 3914.8918 | 0 | 4240.5555 | 8760 | 78.9642 | 20.85 | 245.925 | 1048.625 | 447876.8011 | 189624.8638 | 43.8
438 | C | CLW | TOU | CC | FP | HC | R60 | 2.1127 | 9 | 0.7 | 8760 | 148027.1168 | 0 | 157773.7374 | 65533.1035 | 106068.7549 | 14613.5 | 25241.5 | 33212.5 | 7971 | 549.2627 | 8760 | 1475.3019 | 5779.5135 | 0 | 0 | 1162.2731 | 6801.2479 | 3777.3326 | -1030.954 | 302.4472 | 2232.9578 | 8760 | 1648.1859 | 1555.7534 | 92.4325 | 1688.6895 | 7098.9522 | 3453.6046 | 4152.5071 | 3927.1582 | 0 | 4374.604 | 8760 | 116.8272 | 17.875 | 247.825 | 1048.625 | 447941.8474 | 189624.8638 | 29.225
439 | C | CLW | TOU | CC | FP | HC | R60 | 2.1127 | 12.5 | 0.3 | 8760 | 143371.3604 | 0 | 155461.6415 | 65533.1035 | 106068.7549 | 14338.5 | 24766.5 | 32587.5 | 7821 | 541.8144 | 8760 | 1475.3019 | 6594.2627 | 0 | 0 | 1230.6226 | 6640.0543 | 3383.8756 | -1063.0878 | 696.3374 | 2440.6854 | 8760 | 1649.268 | 1387.8287 | 261.4394 | 1688.6895 | 7098.9522 | 3464.207 | 4170.9676 | 3940.2545 | 0 | 4951.1217 | 8760 | 104.9485 | 45.675 | 215.025 | 1048.625 | 447672.4373 | 189624.8638 | 149.2
440 | C | CLW | TOU | CC | FP | HC | R60 | 2.1127 | 12.5 | 0.65 | 8760 | 146583.6046 | 0 | 152447.5925 | 65533.1035 | 106068.7549 | 14289 | 24681 | 32475 | 7794 | 540.1112 | 8760 | 1475.3019 | 6979.1554 | 0 | 0 | 1046.482 | 6486.1026 | 3381.3808 | -1139.7765 | 689.967 | 2387.6472 | 8760 | 1647.1652 | 1402.6847 | 244.4805 | 1688.6895 | 7098.9522 | 3496.0256 | 4176.3172 | 3933.279 | 0 | 5386.306 | 8760 | 80.1882 | 45.125 | 214.675 | 1048.625 | 447727.3219 | 189624.8638 | 96.325
441 | C | CLW | TOU | CC | FP | HC | R60 | 2.1127 | 12.5 | 0.95 | 8760 | 147365.9107 | 0 | 151505.6553 | 65533.1035 | 106068.7549 | 14509 | 25061 | 32975 | 7914 | 553.4854 | 8760 | 1475.3019 | 7105.2768 | 0 | 0 | 1004.6109 | 6427.3073 | 3381.8828 | -1162.0972 | 700.5108 | 2362.9443 | 8760 | 1653.9473 | 1418.7329 | 235.2144 | 1688.6895 | 7098.9522 | 3504.1976 | 4202.5065 | 3944.9116 | 0 | 5534.7434 | 8760 | 74.3246 | 42.4 | 221.4 | 1048.625 | 447627.8734 | 189624.8638 | 76.3
442 | C | CLW | TOU | CC | FP | HC | R60 | 2.1127 | 16 | 0.4 | 8760 | 142127.7887 | 0 | 150258.4884 | 65533.1035 | 106068.7549 | 14136.375 | 24417.375 | 32128.125 | 7710.75 | 540.2205 | 8760 | 1475.3019 | 7592.4647 | 0 | 0 | 1079.1232 | 6341.1827 | 3087.0183 | -1150.6556 | 1004.3514 | 2503.7443 | 8760 | 1665.3213 | 1299.3616 | 365.9598 | 1688.6895 | 7098.9522 | 3497.081 | 4228.0665 | 3969.9166 | 0 | 5852.0748 | 8760 | 74.7783 | 64.875 | 192.15 | 1048.625 | 447398.2384 | 189624.8638 | 219.6
443 | C | CLW | TOU | CC | FP | HC | R60 | 2.1127 | 16 | 0.8 | 8760 | 144991.6775 | 0 | 147137.1965 | 65533.1035 | 106068.7549 | 14155.625 | 24450.625 | 32171.875 | 7721.25 | 541.1104 | 8760 | 1475.3019 | 7992.9833 | 0 | 0 | 952.8789 | 6154.1283 | 3061.6161 | -1216.987 | 1032.42 | 2454.172 | 8760 | 1659.8525 | 1292.7983 | 367.0542 | 1688.6895 | 7098.9522 | 3523.052 | 4210.5146 | 3970.8825 | 0 | 6299.773 | 8760 | 76.8654 | 61.725 | 195.65 | 1048.625 | 447562.0124 | 189624.8638 | 162.175
444 | C | CLW | TOU | CC | FP | HC | R60 | 2.1127 | 16 | 1.2 | 8760 | 145451.3008 | 0 | 145485.8067 | 65533.1035 | 106068.7549 | 14184.5 | 24500.5 | 32237.5 | 7737 | 540.9247 | 8760 | 1475.3019 | 8156.0024 | 0 | 0 | 918.1649 | 6079.2253 | 3028.4855 | -1241.4068 | 1076.9503 | 2421.9398 | 8760 | 1666.3735 | 1292.4912 | 373.8823 | 1688.6895 | 7098.9522 | 3531.1327 | 4231.4423 | 3984.3654 | 0 | 6491.5125 | 8760 | 83.7181 | 64.35 | 193.55 | 1048.625 | 447464.2901 | 189624.8638 | 134.675
445 | C | CLW | TOU | CC | FP | HC | R60 | 2.1127 | 19 | 0.5 | 8760 | 141438.0782 | 0 | 146471.241 | 65533.1035 | 106068.7549 | 14064.875 | 24293.875 | 31965.625 | 7671.75 | 538.6919 | 8760 | 1475.3019 | 8264.0675 | 0 | 0 | 983.9345 | 6102.9274 | 2914.9 | -1210.2786 | 1189.2244 | 2540.3357 | 8760 | 1665.2224 | 1229.9039 | 435.3185 | 1688.6895 | 7098.9522 | 3516.5891 | 4223.416 | 3985.3282 | 0 | 6461.3052 | 8760 | 76.5231 | 74.425 | 181.3 | 1048.625 | 447425.3005 | 189624.8638 | 277.55
446 | C | CLW | TOU | CC | FP | HC | R60 | 2.1127 | 19 | 0.95 | 8760 | 143945.5305 | 0 | 143340.9496 | 65533.1035 | 106068.7549 | 13946.625 | 24089.625 | 31696.875 | 7607.25 | 528.4685 | 8760 | 1475.3019 | 8708.6711 | 0 | 0 | 896.5837 | 5902.1933 | 2817.6284 | -1269.8074 | 1283.4015 | 2491.3803 | 8760 | 1665.1504 | 1208.1029 | 457.0474 | 1688.6895 | 7098.9522 | 3540.9471 | 4226.4949 | 3986.3268 | 0 | 6951.9239 | 8760 | 88.1139 | 73.4 | 180.175 | 1048.625 | 447438.777 | 189624.8638 | 215.325
447 | C | CLW | TOU | CC | FP | HC | R60 | 2.1127 | 19 | 1.45 | 8760 | 144709.2483 | 0 | 141382.0803 | 65533.1035 | 106068.7549 | 13954.875 | 24103.875 | 31715.625 | 7611.75 | 534.8266 | 8760 | 1475.3019 | 8934.9524 | 0 | 0 | 874.1439 | 5772.9207 | 2750.0869 | -1289.9013 | 1352.599 | 2450.6218 | 8760 | 1668.0753 | 1191.6387 | 476.4366 | 1688.6895 | 7098.9522 | 3548.2673 | 4239.5945 | 3992.085 | 0 | 7214.569 | 8760 | 73.0618 | 76.35 | 177.375 | 1048.625 | 447418.1347 | 189624.8638 | 181.25
448 | C | CLW | TOU | CC | FP | HC | R60 | 2.1127 | 22.5 | 0.55 | 8760 | 140688.364 | 0 | 143308.7018 | 65533.1035 | 106068.7549 | 14004.375 | 24189.375 | 31828.125 | 7638.75 | 536.6129 | 8760 | 1475.3019 | 8863.2598 | 0 | 0 | 926.138 | 5888.3553 | 2726.9257 | -1249.0331 | 1386.9496 | 2569.2548 | 8760 | 1669.7736 | 1167.8743 | 501.8992 | 1688.6895 | 7098.9522 | 3528.8186 | 4244.2687 | 3999.7985 | 0 | 7004.1702 | 8760 | 82.3292 | 86.6 | 168.025 | 1048.625 | 447310.1945 | 189624.8638 | 349.3
449 | C | CLW | TOU | CC | FP | HC | R60 | 2.1127 | 22.5 | 1.15 | 8760 | 143073.9293 | 0 | 139438.2099 | 65533.1035 | 106068.7549 | 13883.375 | 23980.375 | 31553.125 | 7572.75 | 528.6278 | 8760 | 1475.3019 | 9441.4607 | 0 | 0 | 841.7758 | 5618.8186 | 2571.3563 | -1314.2622 | 1544.8453 | 2504.6746 | 8760 | 1667.6535 | 1113.7073 | 553.9463 | 1688.6895 | 7098.9522 | 3554.8315 | 4243.3891 | 4009.1724 | 0 | 7644.7142 | 8760 | 81.8115 | 88.625 | 163.8 | 1048.625 | 447384.8832 | 189624.8638 | 267.9
450 | C | CLW | TOU | CC | FP | HC | R60 | 2.1127 | 22.5 | 1.7 | 8760 | 144060.8206 | 0 | 137178.6105 | 65533.1035 | 106068.7549 | 13641.375 | 23562.375 | 31003.125 | 7440.75 | 522.9094 | 8760 | 1475.3019 | 9690.5481 | 0 | 0 | 819.6382 | 5479.468 | 2476.8307 | -1334.4275 | 1626.6629 | 2468.2283 | 8760 | 1671.2589 | 1081.9545 | 589.3045 | 1688.6895 | 7098.9522 | 3561.2032 | 4234.626 | 3999.4283 | 0 | 7926.1318 | 8760 | 88.7774 | 89.15 | 158.875 | 1048.625 | 447345.2645 | 189624.8638 | 237.575
451
452
453
454
455
456
457
458
459
460
461
462
463
464
465
466
467
468
469
470
471
472
473
474
475
476
477
478
479
480
481
482
483
484
485
486
487
488
489
490
491
492
493
494
495
496
497
498
499
500
501
502
503
504
505
506
507
508
509
510
511
512
513
514
515
516
517
518
519
520
521
522
523
524
525
526
527
528
529
530
531
532
533
534
535
536
537
538
539
540
541
542
543
544
545
546
547
548
549
550
551
552
553
554
555
556
557
558
559
560
561
562
563
564
565
566
567
568
569
570
571
572
573
574
575
576
577
578
579
580
581
582
583
584
585
586
587
588
589
590
591
592
593
594
595
596
597
598
599
600
601
602
603
604
605
606
607
608
609
610
611
612
613
614
615
616
617
618
619
620
621
622
623
624
625
626
627
628
629
630
631
632
633
634
635
636
637
638
639
640
641
642
643
644
645
646
647
648
649
650
651
652
653
654
655
656
657
658
659
660